## Facilities
Facility ID | Facility Name | Address Line 1 | Address Line 2 | City | State | ZIP | Latitude (°N) | Longitude (°E) | Total Rated Electric Generation (kW) | Total Rated Heat Generation (MBtu/h) | Total Rated Electrical Discharge Capacity (kW) | Total Rated Electrical Storage Capacity (kWh) | Total Rated Cooling Energy Discharge Capacity (ton) | Total Equivalent Electrical Discharge Capacity from Cooling Sources (kW) | Total Rated Cooling Energy Storage Capacity (ton-hour) | Total Equivalent Electrical Storage Capacity from Cooling Sources (kWh) | Total Rated Thermal Energy Discharge Capacity (MBtu/h) | Total Equivalent Electrical Discharge Capacity from Thermal Sources (kW) | Total Rated Thermal Energy Storage Capacity (MBtu) | Total Equivalent Electrical Storage Capacity from Thermal Sources (kWh) | Facility Submits Data on Electricity Imported from Utility? | Source Weather Station for Ambient Temperature Data | Metric Data Last Modified | Installed Systems | Alternate Name(s) | Facility Website (external) | Category | Subcategory | Floor Area (ft²) | No. of Occupancy Units | Electric Utility | Gas Utility | NYISO Zone | Located in Flood Plain
5 | Aurora Ridge Dairy | 2542 Angling Rd |  | Aurora | NY | 13026 |  |  | 600 | 0 | 0 | 0 | 0 | 0 | 0 | 0 | 0 | 0 | 0 | 0 | FALSE | KITH | 2019-02-21 16:05 | 1 |  |  | Agricultural | Dairy | 87120000 |  | New York State Electric and Gas | New York State Electric and Gas | C - Central
11 | Emerling Farm | 2616 NY-246 |  | Perry | NY | 14530 |  |  | 200 | 0 | 0 | 0 | 0 | 0 | 0 | 0 | 0 | 0 | 0 | 0 | FALSE | KROC | 2019-02-21 16:04 | 1 |  |  | Agricultural | Dairy |  |  | New York State Electric and Gas | New York State Electric and Gas | A - West
23 | River Point Towers | 555 Kappock Ave |  | Bronx | NY | 10463 |  |  | 300 | 0 | 0 | 0 | 0 | 0 | 0 | 0 | 0 | 0 | 0 | 0 | TRUE | KLGA | 2019-02-21 16:05 | 1 |  |  | Residential | Multifamily |  |  | Consolidated Edison | Consolidated Edison | J - New York City
24 | Burke Rehabilitation Hospital | 785 Mamoroneck Ave |  | White Plains | NY | 10605 |  |  | 600 | 0 | 0 | 0 | 0 | 0 | 0 | 0 | 0 | 0 | 0 | 0 | TRUE | KHPN | 2019-02-21 16:05 | 1 |  | http://burke.org | Health Care (Inpatient) | Hospital |  |  | Consolidated Edison | Consolidated Edison | I - Dunwoodie
25 | East Rochester School District | 400 Woodbine Ave |  | East Rochester | NY | 14445 |  |  | 200 | 0 | 0 | 0 | 0 | 0 | 0 | 0 | 0 | 0 | 0 | 0 | TRUE | KROC | 2019-09-25 15:41 | 1 |  | http://www.erschools.org/ | Education |  |  |  | Rochester Gas and Electric | Rochester Gas and Electric | B - Genessee
26 | 110 E 59th Street | 110 E 59th St |  | New York | NY | 10022 |  |  | 800 | 0 | 0 | 0 | 0 | 0 | 0 | 0 | 0 | 0 | 0 | 0 | TRUE | KLGA | 2019-02-21 16:05 | 1 |  |  | Office |  |  |  | Consolidated Edison | Consolidated Edison | J - New York City
27 | Metropolitan Syracuse WWTP | 650 Hiawatha Blvd W |  | Syracuse | NY | 13204 |  |  | 380 | 0 | 0 | 0 | 0 | 0 | 0 | 0 | 0 | 0 | 0 | 0 | FALSE | KSYR | 2019-02-21 16:05 | 1 |  | http://www.ongov.net/wep/we1901.html | Utilities Water and Waste Management | Wastewater Treatment Plant |  |  | National Grid - Upstate NY (Niagara Mohawk) | National Grid - Upstate NY (Niagara Mohawk) | C - Central
32 | Lewiston Water Pollution Control Center | 501 Pletcher Rd |  | Lewiston | NY | 14092 |  |  | 60 | 0 | 0 | 0 | 0 | 0 | 0 | 0 | 0 | 0 | 0 | 0 | FALSE | KIAG | 2019-06-21 17:06 | 1 |  | http://townoflewiston.us/ | Utilities Water and Waste Management | Wastewater Treatment Plant |  |  | National Grid - Upstate NY (Niagara Mohawk) | National Fuel Gas Distribution | A - West
33 | Lamb Farms | 6880 Albion Rd |  | Oakfield | NY | 14125 |  |  | 416 | 0 | 0 | 0 | 0 | 0 | 0 | 0 | 0 | 0 | 0 | 0 | FALSE | KBUF | 2019-06-21 17:02 | 1 |  | http://lambfarmsinc.net/ | Agricultural | Dairy |  |  | National Grid - Upstate NY (Niagara Mohawk) |  | A - West
35 | Sea Park East | 2929 West 31st St |  | Brooklyn | NY | 11224 |  |  | 150 | 0 | 0 | 0 | 0 | 0 | 0 | 0 | 0 | 0 | 0 | 0 | FALSE | KJFK | 2019-02-21 17:38 | 2 |  | http://www.arkercompanies.com/development_13.htm | Residential | Multifamily |  |  | Consolidated Edison | National Grid - NYC (Brooklyn Union) | J - New York City
36 | Clarkson University | PO Box 5550 |  | Potsdam | NY | 13699 |  |  | 195 | 0 | 0 | 0 | 0 | 0 | 0 | 0 | 0 | 0 | 0 | 0 | FALSE | KSYR | 2021-03-05 14:43 | 1 |  | http://www.clarkson.edu | Education | College or University |  |  | National Grid - Upstate NY (Niagara Mohawk) | National Grid - Upstate NY (Niagara Mohawk) | E - Mohawk Valley
37 | 666 5th Ave | 666 5th Ave |  | New York | NY | 10019 |  |  | 1000 | 0 | 0 | 0 | 0 | 0 | 0 | 0 | 0 | 0 | 0 | 0 | TRUE | KLGA | 2019-02-21 16:06 | 1 | Tishman Building | http://vno666Fifth.com | Office |  |  |  | Consolidated Edison | Consolidated Edison | J - New York City
39 | Sunnyside Farms | 2231 Indian Field Rd |  | Venice Center | NY | 13147 |  |  | 1130 | 0 | 0 | 0 | 0 | 0 | 0 | 0 | 0 | 0 | 0 | 0 | FALSE | KSYR | 2022-09-26 11:42 | 1 |  |  | Agricultural | Dairy |  |  | New York State Electric and Gas | New York State Electric and Gas | C - Central
40 | Boxler Dairy Farm | 2706 U.S. 20A |  | Varysburg | NY | 14167 |  |  | 500 | 0 | 0 | 0 | 0 | 0 | 0 | 0 | 0 | 0 | 0 | 0 | FALSE | KBUF | 2019-02-21 16:06 | 1 |  |  | Agricultural | Dairy |  |  | National Grid - Upstate NY (Niagara Mohawk) | Rochester Gas and Electric | A - West
41 | Swiss Valley Farms | 4827 Liberty St |  | Warsaw | NY | 14569 |  |  | 300 | 0 | 0 | 0 | 0 | 0 | 0 | 0 | 0 | 0 | 0 | 0 | FALSE | KBUF | 2019-02-21 16:06 | 1 |  |  | Agricultural | Dairy |  |  | New York State Electric and Gas | Rochester Gas and Electric | A - West
42 | Zuber Farms | 5633 Tower Hill Rd |  | Byron | NY | 14422 |  |  | 380 | 0 | 0 | 0 | 0 | 0 | 0 | 0 | 0 | 0 | 0 | 0 | FALSE | KROC | 2019-02-21 16:06 | 1 |  |  | Agricultural | Dairy |  |  | National Grid - Upstate NY (Niagara Mohawk) | Rochester Gas and Electric | A - West
43 | Toren Condominiums | 150 Myrtle Ave |  | New York | NY | 11201 |  |  | 500 | 0 | 0 | 0 | 0 | 0 | 0 | 0 | 0 | 0 | 0 | 0 | TRUE | KJFK | 2019-02-21 16:06 | 1 |  | http://www.torencondo.com/ | Residential | Multifamily |  |  | Consolidated Edison | Consolidated Edison | J - New York City
44 | Coop City - Riverbay Corp. | 98 Co-op City Blvd |  | Bronx | NY | 10475 |  |  | 37500 | 0 | 0 | 0 | 0 | 0 | 0 | 0 | 0 | 0 | 0 | 0 | TRUE | KJFK | 2019-02-21 16:06 | 1 |  | http://www.riverbaycorp.com/newrb/ | Public Assembly | Social or Meeting |  |  | Consolidated Edison | National Grid - Long Island (KeySpan East) | J - New York City
45 | Vassar College | Raymond Ave |  | Poughkeepsie | NY | 12604 |  |  | 500 | 0 | 0 | 0 | 0 | 0 | 0 | 0 | 0 | 0 | 0 | 0 | FALSE | KSWF | 2019-02-21 16:06 | 1 |  | http://www.vassar.edu/ | Education | College or University |  |  | Central Hudson Gas and Electric | Central Hudson Gas and Electric | G - Hudson Valley
46 | Price Chopper - Albany | 1892 Central Ave |  | Albany | NY | 12205-4200 |  |  | 400 | 0 | 0 | 0 | 0 | 0 | 0 | 0 | 0 | 0 | 0 | 0 | TRUE | KALB | 2019-02-21 16:06 | 1 |  | http://www.pricechopper.com | Food Sales | Grocery Store or Food Market |  |  | National Grid - Upstate NY (Niagara Mohawk) | National Grid - Upstate NY (Niagara Mohawk) | F - Capital
47 | NYC Marriott Downtown | 85 West St |  | Manhattan | NY | 10006 |  |  | 650 | 0 | 0 | 0 | 0 | 0 | 0 | 0 | 0 | 0 | 0 | 0 | FALSE | KJFK | 2019-02-21 16:07 | 1 |  | http://www.marriot.com/hotels/travel/nycws-new-york-marriott-downtown | Lodging | Hotel |  |  | Consolidated Edison | Consolidated Edison | J - New York City
49 | Roach Dairy Farm | 2227 Stewarts Corners Rd |  | Scipio Center | NY | 13147 |  |  | 450 | 0 | 0 | 0 | 0 | 0 | 0 | 0 | 0 | 0 | 0 | 0 | FALSE | KITH | 2019-02-21 16:07 | 1 |  |  | Agricultural | Dairy |  |  | New York State Electric and Gas | New York State Electric and Gas | C - Central
50 | Trump Tower at City Center | 4 City Pl |  | White Plains | NY | 10601 |  |  | 150 | 1046 | 0 | 0 | 0 | 0 | 0 | 0 | 0 | 0 | 0 | 0 | TRUE | KLGA | 2019-02-21 16:07 | 1 | Trump Tower (White Plains) | http://www.trumptowercitycenter.com/ | Residential | Multifamily |  |  | Consolidated Edison | Consolidated Edison | I - Dunwoodie
51 | Golub Headquarters Office Building | 1520 Maxon Rd |  | Schenectady | NY | 12305 |  |  | 195 | 0 | 0 | 0 | 0 | 0 | 0 | 0 | 0 | 0 | 0 | 0 | TRUE | KALB | 2019-02-21 16:07 | 1 |  |  | Office | Administrative or Professional Office |  |  | National Grid - Upstate NY (Niagara Mohawk) | National Grid - Upstate NY (Niagara Mohawk) | F - Capital
52 | Coca Cola Bottling | 555 Taxter Rd |  | Elmsford | NY | 10523 |  |  | 800 | 0 | 0 | 0 | 0 | 0 | 0 | 0 | 0 | 0 | 0 | 0 | FALSE | KHPN | 2019-02-21 16:07 | 1 |  | http://us.coca-cola.com/home/ | Warehouse and Storage | Distribution or Shipping Center |  |  | Consolidated Edison | Consolidated Edison | H - Millwood
53 | Sabic Innovative Plastics | 1 Noryl Ave |  | Selkirk | NY | 12158 |  |  | 1275 | 0 | 0 | 0 | 0 | 0 | 0 | 0 | 0 | 0 | 0 | 0 | FALSE | KALB | 2019-02-21 16:07 | 1 |  | http://www.sabic-ip.com/gep/en/Home/Home/home.html | Manufacturing | Plastics and Rubber Products |  |  | National Grid - Upstate NY (Niagara Mohawk) | National Grid - Upstate NY (Niagara Mohawk) | E - Mohawk Valley
54 | 800 Sixth Apartments | 800 6th Ave |  | New York City | NY | 10004 |  |  | 75 | 523 | 0 | 0 | 0 | 0 | 0 | 0 | 0 | 0 | 0 | 0 | TRUE | KLGA | 2019-02-21 16:08 | 1 | Archstone Chelsea | http://www.equityapartments.com/new-york/new-york-city-apartments/chelsea/800-sixth-apartments.aspx | Residential | Multifamily |  |  | Consolidated Edison |  | J - New York City
55 | Avalon Midtown West | 250 West 50th |  | New York City | NY | 10004 |  |  | 150 | 1046 | 0 | 0 | 0 | 0 | 0 | 0 | 0 | 0 | 0 | 0 | TRUE | KLGA | 2019-02-21 16:08 | 1 | Archstone Midtown West, Gershwin Apartments | http://www.avaloncommunities.com/new-york/new-york-city-apartments/avalon-midtown-west | Residential | Multifamily |  |  | Consolidated Edison |  | J - New York City
56 | Wagner Farms | 79 Garfield Rd |  | Poestenkill | NY | 14530 |  |  | 100 | 0 | 0 | 0 | 0 | 0 | 0 | 0 | 0 | 0 | 0 | 0 | FALSE | KALB | 2019-02-21 16:07 | 1 |  |  | Agricultural | Dairy |  |  | National Grid - Upstate NY (Niagara Mohawk) |  | F - Capital
57 | One Penn Plaza | One Penn Plaza |  | New York | NY | 10119 |  |  | 6165 | 0 | 0 | 0 | 0 | 0 | 0 | 0 | 0 | 0 | 0 | 0 | TRUE | KLGA | 2019-02-21 16:07 | 1 |  | http://www.vnony.com/portfolio/property/one-penn-plaza/1/overview | Office |  |  |  | Consolidated Edison | Consolidated Edison | J - New York City
58 | Ultra-Flex | 975 Essex St |  | Brooklyn | NY | 11208 |  |  | 925 | 3900 | 0 | 0 | 0 | 0 | 0 | 0 | 0 | 0 | 0 | 0 | TRUE | KJFK | 2023-08-29 15:15 | 1 |  | http://www.ultraflex.com/index.html | Manufacturing |  |  |  | Consolidated Edison | National Grid - NYC (Brooklyn Union) | J - New York City
59 | Cornell University | 410 Thurston Ave |  | Ithaca | NY | 14850 |  |  | 30000 | 0 | 0 | 0 | 0 | 0 | 0 | 0 | 0 | 0 | 0 | 0 | FALSE | KITH | 2019-02-21 16:07 | 1 |  | http://www.cornell.edu/ | Education | College or University |  |  | New York State Electric and Gas | New York State Electric and Gas | C - Central
60 | Octagon | 888 Main St |  | New York | NY | 10044 |  |  | 400 | 0 | 0 | 0 | 0 | 0 | 0 | 0 | 0 | 0 | 0 | 0 | FALSE | KHPN | 2019-02-21 16:07 | 1 |  | http://www.octagonnyc.com/ | Residential | Multifamily |  |  | Consolidated Edison | Consolidated Edison | J - New York City
61 | Price Chopper - Glenville | 290 Saratoga Rd |  | Glenville | NY | 12302 |  |  | 200 | 0 | 0 | 0 | 0 | 0 | 0 | 0 | 0 | 0 | 0 | 0 | FALSE | KALB | 2019-02-21 16:08 | 1 |  | http://www.pricechopper.com | Food Sales | Grocery Store or Food Market |  |  | National Grid - Upstate NY (Niagara Mohawk) | National Grid - Upstate NY (Niagara Mohawk) | F - Capital
62 | Saints Joachim and Anne Nursing and Rehabilitation | 2720 Surf Ave |  | Brooklyn | NY | 11224-1913 |  |  | 300 | 0 | 0 | 0 | 0 | 0 | 0 | 0 | 0 | 0 | 0 | 0 | TRUE | KJFK | 2019-02-21 16:08 | 1 |  |  | Lodging | Nursing Home, Assisted Living, or Other Residential Care |  |  | Consolidated Edison | National Grid - NYC (Brooklyn Union) | J - New York City
63 | Rome Memorial Hospital | 1500 N James St |  | Rome | NY | 13440 |  |  | 260 | 0 | 0 | 0 | 0 | 0 | 0 | 0 | 0 | 0 | 0 | 0 | TRUE | KRME | 2019-02-21 16:08 | 1 |  | http://www.romehosp.org/ | Health Care (Inpatient) | Hospital |  |  | National Grid - Upstate NY (Niagara Mohawk) | National Grid - Upstate NY (Niagara Mohawk) | E - Mohawk Valley
64 | Burrstone Energy Center | 1656 Champlain Ave |  | Utica | NY | 13501 |  |  | 3634 | 0 | 0 | 0 | 0 | 0 | 0 | 0 | 0 | 0 | 0 | 0 | TRUE | KSYR | 2019-07-31 13:49 | 4 | Burrstone - Combined |  | Health Care (Inpatient) | Hospital |  |  | National Grid - Upstate NY (Niagara Mohawk) | National Grid - Upstate NY (Niagara Mohawk) | E - Mohawk Valley
65 | Sunrise Bakery | 4564 2nd Ave |  | Brooklyn | NY | 11232 |  |  | 525 | 0 | 0 | 0 | 0 | 0 | 0 | 0 | 0 | 0 | 0 | 0 | FALSE | KJFK | 2019-02-21 16:08 | 1 |  |  | Manufacturing | Food |  |  | Consolidated Edison | National Grid - NYC (Brooklyn Union) | J - New York City
68 | Syracuse University Green Data Center | 621 Skytop Road |  | Syracuse | NY | 13210 |  |  | 780 | 0 | 0 | 0 | 0 | 0 | 0 | 0 | 0 | 0 | 0 | 0 | TRUE | KSYR | 2019-02-21 16:08 | 1 |  | http://syr.edu/greendatacenter/ | Education | College or University |  |  | National Grid - Upstate NY (Niagara Mohawk) | National Grid - Upstate NY (Niagara Mohawk) | C - Central
69 | Seaside Apartments | 18-20 Father Capodanno Blvd |  | Staten Island | NY | 10304 |  |  | 100 | 0 | 0 | 0 | 0 | 0 | 0 | 0 | 0 | 0 | 0 | 0 | FALSE | KJFK | 2019-02-21 16:09 | 1 |  |  | Residential | Multifamily |  |  | Consolidated Edison | National Grid - Long Island (KeySpan East) | J - New York City
70 | Concord Court Apartments | 55 Bowen St |  | Staten Island | NY | 10304 |  |  | 100 | 0 | 0 | 0 | 0 | 0 | 0 | 0 | 0 | 0 | 0 | 0 | FALSE | KJFK | 2019-02-21 16:09 | 1 |  |  | Residential | Multifamily |  |  | Consolidated Edison | National Grid - Long Island (KeySpan East) | J - New York City
71 | Linear Lighting | 4933 31st Pl |  | Long Island City | NY | 11101 |  |  | 261.184 | 0 | 0 | 0 | 0 | 0 | 0 | 0 | 0 | 0 | 0 | 0 | FALSE | KLGA | 2019-02-21 16:09 | 1 |  | http://www.linearltg.com/ | Manufacturing | Electrical Equip., Appliances, and Components |  |  | Consolidated Edison |  | J - New York City
72 | St Elizabeths CHP Plant | 2209 Genesee St |  | Utica | NY | 13501 |  |  | 2310 | 0 | 0 | 0 | 0 | 0 | 0 | 0 | 0 | 0 | 0 | 0 | TRUE | KSYR | 2019-02-21 16:09 | 1 |  | http://www.stemc.org | Health Care (Inpatient) | Hospital |  |  | National Grid - Upstate NY (Niagara Mohawk) | National Grid - Upstate NY (Niagara Mohawk) | A - West
73 | Princeton Club | 15 W 43rd St |  | New York | NY | 10036 |  |  | 300 | 0 | 0 | 0 | 0 | 0 | 0 | 0 | 0 | 0 | 0 | 0 | FALSE | KLGA | 2019-02-21 16:09 | 1 |  | http://www.princetonclub.com/ | Lodging | Hotel |  |  | Consolidated Edison | Consolidated Edison | J - New York City
74 | Jewish Home and Hospital Greenwall Pavilion | 2545 University Ave |  | Bronx | NY | 10468 |  |  | 300 | 0 | 0 | 0 | 0 | 0 | 0 | 0 | 0 | 0 | 0 | 0 | FALSE | KLGA | 2019-02-21 16:09 | 1 |  | http://www.jewishhome.org/ | Lodging | Nursing Home, Assisted Living, or Other Residential Care |  |  | Consolidated Edison | Consolidated Edison | J - New York City
75 | Parker Jewish Institute | 271-11 76th Ave |  | New Hyde Park | NY | 11040-1433 |  |  | 300 | 0 | 0 | 0 | 0 | 0 | 0 | 0 | 0 | 0 | 0 | 0 | FALSE | KJFK | 2019-02-21 16:09 | 1 |  | http://www.parkerinstitute.org | Lodging | Nursing Home, Assisted Living, or Other Residential Care |  |  | Consolidated Edison | Consolidated Edison | J - New York City
76 | City of Schenectady Water Pollution Control Plant | 300 Anthony St |  | Schenectady | NY | 12305 |  |  | 280 | 0 | 0 | 0 | 0 | 0 | 0 | 0 | 0 | 0 | 0 | 0 | TRUE | KSCH | 2019-09-27 21:15 | 1 |  |  | Utilities Water and Waste Management | Wastewater Treatment Plant |  |  | National Grid - Upstate NY (Niagara Mohawk) | National Grid - Upstate NY (Niagara Mohawk) | F - Capital
77 | Walker Dairy | 5565 State Rte 4 |  | Fort Ann | NY | 12827 |  |  | 335 | 0 | 0 | 0 | 0 | 0 | 0 | 0 | 0 | 0 | 0 | 0 | FALSE | KGFL | 2019-06-21 17:26 | 1 |  |  | Agricultural | Dairy |  |  | National Grid - Upstate NY (Niagara Mohawk) |  | F - Capital
78 | Felix Storch | 770 Garrison Ave |  | Bronx | NY | 10474 |  |  | 147.84 | 0 | 0 | 0 | 0 | 0 | 0 | 0 | 0 | 0 | 0 | 0 | FALSE | KLGA | 2019-02-21 16:09 | 1 |  |  | Warehouse and Storage | Distribution or Shipping Center |  |  | Consolidated Edison | Consolidated Edison | J - New York City
79 | Beth Israel Medical Center | 3201 Kings Hwy |  | Brooklyn | NY | 11234 |  |  | 250 | 0 | 0 | 0 | 0 | 0 | 0 | 0 | 0 | 0 | 0 | 0 | TRUE | KJFK | 2019-02-21 16:09 | 1 |  | http://www.bethisraelny.org/brooklyn | Health Care (Inpatient) | Hospital |  |  | Consolidated Edison |  | J - New York City
80 | Synergy Biogas | 6466 Lemley Rd |  | Wyoming | NY | 14591 |  |  | 1426 | 0 | 0 | 0 | 0 | 0 | 0 | 0 | 0 | 0 | 0 | 0 | FALSE | KROC | 2019-02-21 16:10 | 1 |  | http://www.synergyag.com/story.aspx | Agricultural | Dairy |  |  | National Grid - Upstate NY (Niagara Mohawk) |  | A - West
82 | Forest City Enterprises | 87-25 Queens Blvd |  | Elmhurst | NY | 11373 |  |  | 318.99 | 0 | 0 | 0 | 0 | 0 | 0 | 0 | 0 | 0 | 0 | 0 | FALSE | KLGA | 2019-02-21 16:10 | 1 | 87-25 Queens BLVD | http://www.forestcity.net/properties/shop/neighborhood_centers/Pages/queens_place.aspx | Service |  |  |  | Consolidated Edison | National Grid - NYC (Brooklyn Union) | J - New York City
83 | GAL Manufacturing | 50 East 153rd St |  | Bronx | NY | 10451 |  |  | 237.12 | 0 | 0 | 0 | 0 | 0 | 0 | 0 | 0 | 0 | 0 | 0 | FALSE | KLGA | 2019-02-21 16:10 | 1 |  | http://www.gal.com/ | Manufacturing |  |  |  | Consolidated Edison | National Grid - NYC (Brooklyn Union) | J - New York City
84 | Walmart 2104 | 1201 Route 300 |  | Newburgh | NY | 12550 |  |  | 439.92 | 0 | 0 | 0 | 0 | 0 | 0 | 0 | 0 | 0 | 0 | 0 | FALSE | KSWF | 2019-02-21 16:10 | 1 |  | http://www.walmart.com/ | Mercantile (Retail Other Than Malls) | Retail Store |  |  | Central Hudson Gas and Electric | Central Hudson Gas and Electric | G - Hudson Valley
85 | Cabrini Terrace | 900 West 190th St |  | New York | NY | 10036 |  |  | 110 | 0 | 0 | 0 | 0 | 0 | 0 | 0 | 0 | 0 | 0 | 0 | TRUE | KJFK | 2019-02-21 16:10 | 1 |  | http://cabriniterrace.com | Residential | Multifamily |  |  | Consolidated Edison | Consolidated Edison | J - New York City
86 | Willet Dairy | 379 NY-34 |  | Locke | NY | 13092 |  |  | 1000 | 0 | 0 | 0 | 0 | 0 | 0 | 0 | 0 | 0 | 0 | 0 | FALSE | KITH | 2019-02-21 16:10 | 1 |  |  | Agricultural | Dairy |  |  | New York State Electric and Gas | New York State Electric and Gas | C - Central
87 | Doral Arrowwood Hotel | 975 Anderson Hill Rd |  | Rye Brook | NY | 10573 |  |  | 300 | 0 | 0 | 0 | 0 | 0 | 0 | 0 | 0 | 0 | 0 | 0 | TRUE | KJFK | 2019-02-21 16:10 | 1 |  | http://www.doralarrowwood.com/ | Lodging | Hotel |  |  | Consolidated Edison | Consolidated Edison | J - New York City
88 | Maspeth Solar | 56-02 Maspeth Ave |  | Maspeth | NY | 11378 |  |  | 282.15 | 0 | 0 | 0 | 0 | 0 | 0 | 0 | 0 | 0 | 0 | 0 | FALSE | KLGA | 2019-02-21 16:10 | 1 |  |  | Service |  |  |  | Consolidated Edison |  | J - New York City
89 | 1948 Troutman St. | 1948 Troutman St |  | Queens | NY | 11385 |  |  | 352.56 | 0 | 0 | 0 | 0 | 0 | 0 | 0 | 0 | 0 | 0 | 0 | FALSE | KLGA | 2019-02-21 16:10 | 1 |  |  | Warehouse and Storage | Distribution or Shipping Center |  |  | Consolidated Edison |  | J - New York City
90 | RiteLite | 333 Stanley Ave |  | Brooklyn | NY | 11207 |  |  | 172 | 0 | 0 | 0 | 0 | 0 | 0 | 0 | 0 | 0 | 0 | 0 | FALSE | KLGA | 2019-02-21 16:10 | 1 |  | http://www.ritelite.com | Warehouse and Storage | Distribution or Shipping Center |  |  | Consolidated Edison | Consolidated Edison | J - New York City
91 | Compass Forwarding - Sedgwick LLC | 159-15 Rockaway Blvd |  | Jamaica | NY | 11434 |  |  | 88.944 | 0 | 0 | 0 | 0 | 0 | 0 | 0 | 0 | 0 | 0 | 0 | FALSE | KLGA | 2019-02-21 16:11 | 1 |  |  | Service |  |  |  | Consolidated Edison |  | J - New York City
92 | Gardeau Crest Farm | 4326 Middle Reservation Rd |  | Perry | NY | 14530 |  |  | 600 | 0 | 0 | 0 | 0 | 0 | 0 | 0 | 0 | 0 | 0 | 0 | FALSE | KROC | 2019-06-21 16:49 | 1 |  |  | Agricultural | Dairy |  |  | New York State Electric and Gas | New York State Electric and Gas | A - West
93 | Stop&Shop Rhinebeck #536 | 6726 U.S. 9 |  | Rhinebeck | NY | 12572 |  |  | 214.17 | 0 | 0 | 0 | 0 | 0 | 0 | 0 | 0 | 0 | 0 | 0 | FALSE | KLGA | 2019-02-21 16:11 | 1 |  | http://stopandshop.com/ | Food Sales | Grocery Store or Food Market |  |  | Central Hudson Gas and Electric | Central Hudson Gas and Electric | G - Hudson Valley
94 | Kohl's #782 Staten Island | 2239 Forest Ave |  | Staten Island | NY | 10303 |  |  | 334.125 | 0 | 0 | 0 | 0 | 0 | 0 | 0 | 0 | 0 | 0 | 0 | FALSE | KLGA | 2019-02-21 16:11 | 1 |  | http://kohls.com/stores/ny/statenisland-782.shtml | Mercantile (Retail Other Than Malls) | Retail Store |  |  | Consolidated Edison |  | J - New York City
95 | Broadway Stages | 359 Kingsland Ave |  | Brooklyn | NY | 11222 |  |  | 282.15 | 0 | 0 | 0 | 0 | 0 | 0 | 0 | 0 | 0 | 0 | 0 | FALSE | KLGA | 2019-02-21 16:11 | 1 |  |  | Public Assembly | Entertainment or Culture |  |  | Consolidated Edison |  | J - New York City
96 | Stop&Shop Monroe #523 | 475 NY-17M #20 |  | Monroe | NY | 10950 |  |  | 243.38 | 0 | 0 | 0 | 0 | 0 | 0 | 0 | 0 | 0 | 0 | 0 | FALSE | KLGA | 2019-02-21 16:11 | 1 |  | http://stopandshop.com/ | Food Sales | Grocery Store or Food Market |  |  | Central Hudson Gas and Electric | Central Hudson Gas and Electric | G - Hudson Valley
97 | Silver Towers - New York | 620 West 42nd St |  | New York | NY | 10036 |  |  | 300 | 2100 | 0 | 0 | 0 | 0 | 0 | 0 | 0 | 0 | 0 | 0 | FALSE | KLGA | 2019-02-21 16:11 | 1 |  | http://www.silvertowers.com/ | Residential | Multifamily |  |  | Consolidated Edison | Consolidated Edison | J - New York City
98 | Rivington House | 45 Rivington St |  | New York | NY | 10002 |  |  | 240 | 0 | 0 | 0 | 0 | 0 | 0 | 0 | 0 | 0 | 0 | 0 | FALSE | KNYC | 2019-02-21 16:11 | 1 |  |  | Lodging | Nursing Home, Assisted Living, or Other Residential Care |  |  | Consolidated Edison | Consolidated Edison | J - New York City
99 | Dykes Lumber | 43-01 10th St |  | Long Island City | NY | 11101 |  |  | 196.35 | 0 | 0 | 0 | 0 | 0 | 0 | 0 | 0 | 0 | 0 | 0 | FALSE | KLGA | 2019-02-21 16:11 | 1 |  | http://www.dykeslumber.com | Manufacturing | Wood Products |  |  | Consolidated Edison |  | J - New York City
100 | Stop&Shop New City # 596 | 180 N Main St |  | New City | NY | 10956 |  |  | 162.25 | 0 | 0 | 0 | 0 | 0 | 0 | 0 | 0 | 0 | 0 | 0 | FALSE | KLGA | 2019-02-21 16:11 | 1 |  | http://stopandshop.com/ | Food Sales | Grocery Store or Food Market |  |  | Orange and Rockland Utilities |  | G - Hudson Valley
101 | Stop&Shop Tarrytown # 599 | 610 White Plains Rd |  | Tarrytown | NY | 10591 |  |  | 178.8 | 0 | 0 | 0 | 0 | 0 | 0 | 0 | 0 | 0 | 0 | 0 | FALSE | KLGA | 2019-02-21 16:11 | 1 |  | http://stopandshop.com/ | Food Sales | Grocery Store or Food Market |  |  | Consolidated Edison |  | J - New York City
102 | East Irondequoit Central School District | 2350 East Ridge Rd |  | Rochester | NY | 14622 |  |  | 325 | 0 | 0 | 0 | 0 | 0 | 0 | 0 | 0 | 0 | 0 | 0 | TRUE | KROC | 2019-02-21 16:12 | 1 |  | http://www.eastiron.org | Education |  | 240888 |  | Rochester Gas and Electric | Rochester Gas and Electric | B - Genessee
103 | Churchill | 300 E 40th St |  | New York City | NY | 10016 |  |  | 150 | 0 | 0 | 0 | 0 | 0 | 0 | 0 | 0 | 0 | 0 | 0 | TRUE | KNYC | 2019-02-21 16:12 | 1 |  |  | Residential | Multifamily |  |  | Consolidated Edison | Central Hudson Gas and Electric | J - New York City
104 | Albany Medical Center | 43 New Scotland Ave |  | Albany | NY | 12208 |  |  | 4500 | 0 | 0 | 0 | 0 | 0 | 0 | 0 | 0 | 0 | 0 | 0 | FALSE | KALB | 2019-02-21 16:12 | 1 |  | http://www.amc.edu/ | Health Care (Inpatient) | Hospital |  |  | National Grid - Upstate NY (Niagara Mohawk) | National Grid - Upstate NY (Niagara Mohawk) | F - Capital
105 | Church Street Hilton | 55 Church St |  | New York | NY | 10007 |  |  | 500 | 2497.6 | 0 | 0 | 0 | 0 | 0 | 0 | 0 | 0 | 0 | 0 | FALSE | KNYC | 2019-02-21 16:16 | 1 |  | http://www3.hilton.com/en/hotels/new-york/millenium-hilton-NYCMLHH/index.html | Lodging | Hotel |  |  | Consolidated Edison | Consolidated Edison | J - New York City
106 | Victory Food Service | 515 Truxton St |  | Bronx | NY | 10460 |  |  | 339.9 | 0 | 0 | 0 | 0 | 0 | 0 | 0 | 0 | 0 | 0 | 0 | FALSE | KLGA | 2019-02-21 16:12 | 1 |  | http://www.victoryfoodservice.com | Warehouse and Storage | Distribution or Shipping Center |  |  | Consolidated Edison |  | J - New York City
107 | Stop&Shop Ossining # 2502 | 246 South Highland Ave |  | Ossining | NY | 10562 |  |  | 259.6 | 0 | 0 | 0 | 0 | 0 | 0 | 0 | 0 | 0 | 0 | 0 | FALSE | KLGA | 2019-02-21 16:12 | 1 |  | http://stopandshop.com/ | Food Sales | Grocery Store or Food Market |  |  | Consolidated Edison |  | G - Hudson Valley
108 | Albany County Sewer District North Plant | 1 Canal Rd |  | South Menands | NY | 12204 |  |  | 925 | 0 | 0 | 0 | 0 | 0 | 0 | 0 | 0 | 0 | 0 | 0 | TRUE | KALB | 2019-02-21 16:12 | 1 |  | http://www.albanycounty.com/Government/Departments/SewerDistrict.aspx | Utilities Water and Waste Management | Wastewater Treatment Plant |  |  | National Grid - Upstate NY (Niagara Mohawk) | National Grid - Upstate NY (Niagara Mohawk) | F - Capital
109 | Fountain House | 425 W 47th St |  | New York | NY | 10036 |  |  | 65 | 251 | 0 | 0 | 0 | 0 | 0 | 0 | 0 | 0 | 0 | 0 | FALSE | KNYC | 2019-02-21 16:12 | 1 |  | http://www.fountainhouse.org/ | Public Assembly | Social or Meeting |  |  | Consolidated Edison | Consolidated Edison | J - New York City
111 | Big Geyser, Inc. | 57-65 48th St |  | Maspeth | NY | 11378 |  |  | 376.42 | 0 | 0 | 0 | 0 | 0 | 0 | 0 | 0 | 0 | 0 | 0 | FALSE | KJFK | 2019-02-21 17:39 | 3 |  | http://www.biggeyser.com/ | Warehouse and Storage | Distribution or Shipping Center |  |  | Consolidated Edison |  | J - New York City
113 | Don Bosco Community Center Bldg. A | 19 Don Bosco Pl |  | Port Chester | NY | 10573 |  |  | 241.345 | 0 | 0 | 0 | 0 | 0 | 0 | 0 | 0 | 0 | 0 | 0 | FALSE | KLGA | 2019-02-21 16:13 | 1 |  |  | Public Assembly | Social or Meeting |  |  | Consolidated Edison |  | I - Dunwoodie
114 | Don Bosco Community Center Bldg. G | 20 Don Bosco Pl |  | Port Chester | NY | 10573 |  |  | 82.485 | 0 | 0 | 0 | 0 | 0 | 0 | 0 | 0 | 0 | 0 | 0 | FALSE | KLGA | 2019-02-21 16:13 | 1 |  |  | Public Assembly | Social or Meeting |  |  | Consolidated Edison |  | I - Dunwoodie
115 | Don Bosco Community Center Bldg. H | 80 Don Bosco Pl |  | Port Chester | NY | 10573 |  |  | 61.1 | 0 | 0 | 0 | 0 | 0 | 0 | 0 | 0 | 0 | 0 | 0 | FALSE | KLGA | 2019-02-21 16:13 | 1 |  |  | Public Assembly | Social or Meeting |  |  | Consolidated Edison |  | I - Dunwoodie
116 | Bed Bath & Beyond #1015/Christmas Tree Shops #7030 | 2700 Veterans Rd W |  | Staten Island | NY | 10309 |  |  | 708.936 | 0 | 0 | 0 | 0 | 0 | 0 | 0 | 0 | 0 | 0 | 0 | FALSE | KJFK | 2019-02-21 16:13 | 1 |  | http://www.christmastreeshops.com/ | Mercantile (Retail Other Than Malls) | Retail Store |  |  | Consolidated Edison | Consolidated Edison | J - New York City
117 | Sealing Devices | 4400 Walden Ave |  | Lancaster | NY | 14086 |  |  | 250.92 | 0 | 0 | 0 | 0 | 0 | 0 | 0 | 0 | 0 | 0 | 0 | FALSE | KBUF | 2019-02-21 16:13 | 1 |  | http://www.sealingdevices.com/ | Manufacturing |  |  |  | New York State Electric and Gas |  | A - West
118 | Kohl's #988 Kingston | 800 Miron Ln |  | Kingston | NY | 12401 |  |  | 451.06 | 0 | 0 | 0 | 0 | 0 | 0 | 0 | 0 | 0 | 0 | 0 | FALSE | KPOU | 2019-02-21 16:13 | 1 |  | http://www.kohls.com/stores/ny/kingston-988.shtml | Mercantile (Retail Other Than Malls) | Retail Store |  |  | Central Hudson Gas and Electric |  | C - Central
119 | Kohl's #963 North Amherst | 3115 Niagara Falls Blvd |  | Amherst | NY | 14228 |  |  | 312.62 | 0 | 0 | 0 | 0 | 0 | 0 | 0 | 0 | 0 | 0 | 0 | FALSE | KBUF | 2019-02-21 16:13 | 1 |  | http://www.kohls.com/stores/ny/amherst-963.shtml | Mercantile (Retail Other Than Malls) | Retail Store |  |  | National Grid - Upstate NY (Niagara Mohawk) |  | A - West
120 | Kohl's #1203 Ithaca | 410 Elmira Rd, Bldg 2 |  | Ithaca | NY | 14850 |  |  | 308.28 | 0 | 0 | 0 | 0 | 0 | 0 | 0 | 0 | 0 | 0 | 0 | FALSE | KITH | 2019-02-21 16:13 | 1 |  | http://www.kohls.com/stores/ny/ithaca-1203.shtml | Mercantile (Retail Other Than Malls) | Retail Store |  |  | New York State Electric and Gas |  | C - Central
121 | Kohl's #35 Horseheads | 1200 County Rd 64 |  | Horseheads | NY | 14845 |  |  | 270.27 | 0 | 0 | 0 | 0 | 0 | 0 | 0 | 0 | 0 | 0 | 0 | FALSE | KELM | 2019-02-21 16:13 | 1 |  | http://www.kohls.com/stores/ny/horseheads-35.shtml | Mercantile (Retail Other Than Malls) | Retail Store |  |  | New York State Electric and Gas |  | G - Hudson Valley
122 | Kohl's #770 Greece | 4100 W Ridge Rd |  | Greece | NY | 14626 |  |  | 330.99 | 0 | 0 | 0 | 0 | 0 | 0 | 0 | 0 | 0 | 0 | 0 | FALSE | KROC | 2019-02-21 16:13 | 1 |  | http://www.kohls.com/stores/ny/greece-770.shtml | Mercantile (Retail Other Than Malls) | Retail Store |  |  | Rochester Gas and Electric |  | C - Central
123 | Kohl's #1079 Auburn | 1628 Clark St Rd |  | Auburn | NY | 13021 |  |  | 310.2 | 0 | 0 | 0 | 0 | 0 | 0 | 0 | 0 | 0 | 0 | 0 | FALSE | KSYR | 2019-02-21 16:13 | 1 |  | http://www.kohls.com/stores/ny/auburn-1079.shtml | Mercantile (Retail Other Than Malls) | Retail Store |  |  | New York State Electric and Gas |  | C - Central
124 | Watchtower | 900 Red Mills Rd |  | Walkill | NY | 12589 |  |  | 742.6 | 0 | 0 | 0 | 0 | 0 | 0 | 0 | 0 | 0 | 0 | 0 | FALSE | KSWF | 2019-02-21 16:14 | 1 |  | http://www.jw.org/en/jehovahs-witnesses/activities/bethel/watchtower-farms-wallkill-new-york/ | Education |  |  |  | Orange and Rockland Utilities |  | G - Hudson Valley
125 | Chelsea Mercantile | 252 7th Ave |  | New York City | NY | 10011 |  |  | 150 | 1046 | 0 | 0 | 0 | 0 | 0 | 0 | 0 | 0 | 0 | 0 | TRUE | KNYC | 2020-03-04 17:09 | 1 |  | http://www.thechelseamercantile.com/ | Residential | Multifamily |  |  | Consolidated Edison | Consolidated Edison | J - New York City
126 | Triform Enterprises | 20 Triform Rd |  | Hudson | NY | 12534 |  |  | 192.27 | 0 | 0 | 0 | 0 | 0 | 0 | 0 | 0 | 0 | 0 | 0 | FALSE | KALB | 2019-02-21 16:14 | 1 |  | http://www.triform.org/ | Public Assembly | Social or Meeting |  |  | National Grid - Upstate NY (Niagara Mohawk) |  | F - Capital
127 | Extra Space Storage Brooklyn | 312 3rd Ave |  | Brooklyn | NY | 11213 |  |  | 126 | 0 | 0 | 0 | 0 | 0 | 0 | 0 | 0 | 0 | 0 | 0 | FALSE | KJFK | 2019-02-21 16:14 | 1 |  | http://www.extraspace.com/ | Warehouse and Storage |  |  |  | Consolidated Edison |  | J - New York City
129 | Owens Corning | 1277 Feura Bush Rd |  | Bethlehem | NY | 12067 |  |  | 2700 | 0 | 0 | 0 | 0 | 0 | 0 | 0 | 0 | 0 | 0 | 0 | FALSE | KALB | 2019-02-21 16:14 | 1 |  | http://www.owenscorning.com | Manufacturing |  |  |  | National Grid - Upstate NY (Niagara Mohawk) |  | F - Capital
131 | Jetro Cash and Carry | 100 Oak Point Ave |  | Bronx | NY | 10474 |  |  | 1556.52 | 0 | 0 | 0 | 0 | 0 | 0 | 0 | 0 | 0 | 0 | 0 | FALSE | KJFK | 2019-02-21 17:39 | 3 |  | http://jetro.com | Mercantile (Retail Other Than Malls) | Retail Store |  |  | Consolidated Edison |  | J - New York City
132 | Stewart's Shop Corporation | 461 Church St |  | Saratoga Springs | NY | 12866 |  |  | 591.36 | 0 | 0 | 0 | 0 | 0 | 0 | 0 | 0 | 0 | 0 | 0 | FALSE | KSCH | 2019-02-21 16:14 | 1 |  | http://www.stewartsshops.com | Manufacturing |  |  |  | National Grid - Upstate NY (Niagara Mohawk) |  | F - Capital
133 | Stop&Shop Yonkers #0522 | 111 Vredenburg Ave |  | Yonkers | NY | 10704 |  |  | 275.82 | 0 | 0 | 0 | 0 | 0 | 0 | 0 | 0 | 0 | 0 | 0 | FALSE | KLGA | 2019-02-21 16:14 | 1 |  | http://stopandshop.com/ | Food Sales | Grocery Store or Food Market |  |  | Consolidated Edison |  | J - New York City
135 | Architectural Grille | 48 2nd Ave |  | Brooklyn | NY | 11215 |  |  | 312.62 | 0 | 0 | 0 | 0 | 0 | 0 | 0 | 0 | 0 | 0 | 0 | FALSE | KLGA | 2019-02-21 16:14 | 1 |  | http://www.archgrille.com/ | Manufacturing |  |  |  | Consolidated Edison |  | J - New York City
136 | Matt Brewing Company | 811 Edward St |  | Utica | NY | 13502 |  |  | 400 | 0 | 0 | 0 | 0 | 0 | 0 | 0 | 0 | 0 | 0 | 0 | FALSE | KRDU | 2019-02-21 16:15 | 1 |  | http://www.saranac.com | Manufacturing | Beverage and Tobacco Products |  |  | National Grid - Upstate NY (Niagara Mohawk) | National Grid - Upstate NY (Niagara Mohawk) | E - Mohawk Valley
137 | Sims Metal Management | 472 2nd Ave |  | Brooklyn | NY | 11232 |  |  | 591.36 | 0 | 0 | 0 | 0 | 0 | 0 | 0 | 0 | 0 | 0 | 0 | FALSE | KLGA | 2019-02-21 16:15 | 1 |  | http://us.simsmm.com/ | Manufacturing | Fabricated Metal Products |  |  | Consolidated Edison |  | J - New York City
138 | Lotte New York Palace Hotel | 455 Madison Ave |  | New York City | NY | 10022 |  |  | 780 | 3450 | 0 | 0 | 0 | 0 | 0 | 0 | 0 | 0 | 0 | 0 | FALSE | KLGA | 2019-02-21 16:17 | 1 | Palace Hotel, The Palace, The New York Palace, The Helmsley Palace Hotel | http://www.lottenypalace.com | Lodging | Hotel | 22000 |  | Consolidated Edison | Consolidated Edison | J - New York City
139 | Village of Wappingers Falls | 2784 West Main St |  | Wappingers Falls | NY | 12590 |  |  | 239.54 | 0 | 0 | 0 | 0 | 0 | 0 | 0 | 0 | 0 | 0 | 0 | FALSE | KPOU | 2019-02-21 16:15 | 1 |  | http://www.wappingersfallsny.gov | Office | Government Office |  |  | Central Hudson Gas and Electric |  | G - Hudson Valley
140 | Macy's Furniture | 112 Richmond Hill Rd |  | Staten Island | NY | 10314 |  |  | 385.52 | 0 | 0 | 0 | 0 | 0 | 0 | 0 | 0 | 0 | 0 | 0 | FALSE | KJFK | 2019-02-21 16:15 | 1 |  |  | Mercantile (Retail Other Than Malls) | Retail Store |  |  | Consolidated Edison |  | J - New York City
141 | Walmart 2405 | 5360 Southwestern Blvd |  | Hamburg | NY | 14075 |  |  | 494 | 0 | 0 | 0 | 0 | 0 | 0 | 0 | 0 | 0 | 0 | 0 | FALSE | KBUF | 2019-02-21 16:15 | 1 |  | http://www.walmart.com/ | Mercantile (Retail Other Than Malls) | Retail Store |  |  | National Grid - Upstate NY (Niagara Mohawk) |  | A - West
142 | Walmart 2097 | 460 Fairview Ave |  | Hudson | NY | 12534 |  |  | 393.12 | 0 | 0 | 0 | 0 | 0 | 0 | 0 | 0 | 0 | 0 | 0 | FALSE | KPSF | 2019-02-21 16:15 | 1 |  | http://www.walmart.com/ | Mercantile (Retail Other Than Malls) | Retail Store |  |  | National Grid - Upstate NY (Niagara Mohawk) |  | F - Capital
143 | Walmart 6356 | 56 West Merritt Blvd |  | Fishkill | NY | 12524 |  |  | 240.24 | 0 | 0 | 0 | 0 | 0 | 0 | 0 | 0 | 0 | 0 | 0 | FALSE | KPOU | 2019-02-21 16:15 | 1 |  | http://www.walmart.com/ | Mercantile (Retail Other Than Malls) | Retail Store |  |  | Central Hudson Gas and Electric |  | G - Hudson Valley
144 | VulCraft of NY | 621 Main St |  | Chemung | NY | 14825 |  |  | 1600 | 0 | 0 | 0 | 0 | 0 | 0 | 0 | 0 | 0 | 0 | 0 | FALSE | KELM | 2019-02-21 16:15 | 1 |  | http://www.vulcraft.com/ | Manufacturing |  |  |  | New York State Electric and Gas | New York State Electric and Gas | C - Central
145 | Carlisle Construction | 9 Hudson Valley Crossing |  | Montgomery | NY | 12549 |  |  | 953.57 | 0 | 0 | 0 | 0 | 0 | 0 | 0 | 0 | 0 | 0 | 0 | FALSE | KLGA | 2019-02-21 16:15 | 1 |  | http://www.carlisleconstructionmaterials.com/ | Office | Contractor's Office |  |  | Central Hudson Gas and Electric |  | G - Hudson Valley
146 | Carter, Milchman and Frank, Inc. | 28-10 37th Ave |  | Long Island City | NY | 11101 |  |  | 96.792 | 0 | 0 | 0 | 0 | 0 | 0 | 0 | 0 | 0 | 0 | 0 | FALSE | KLGA | 2019-02-21 16:15 | 1 |  | http://www.cmftool.com/ | Manufacturing |  |  |  | Consolidated Edison |  | J - New York City
147 | Macy's Main | 100 Richmond Hill Rd |  | Staten Island | NY | 10314 |  |  | 507.52 | 0 | 0 | 0 | 0 | 0 | 0 | 0 | 0 | 0 | 0 | 0 | FALSE | KJFK | 2019-02-21 16:15 | 1 |  |  | Mercantile (Retail Other Than Malls) | Retail Store |  |  | Consolidated Edison |  | J - New York City
148 | Bard College | 30 Campus Rd |  | Annandale-On-Hudson | NY | 12504 |  |  | 280 | 0 | 0 | 0 | 0 | 0 | 0 | 0 | 0 | 0 | 0 | 0 | FALSE | KRDU | 2019-02-21 16:16 | 1 |  | http://www.bard.edu/ | Education | College or University |  |  | Central Hudson Gas and Electric |  | G - Hudson Valley
149 | Seneca County Law Enforcement Center | 6150 State Rte 96 |  | Romulus | NY | 14541 |  |  | 844.8 | 0 | 0 | 0 | 0 | 0 | 0 | 0 | 0 | 0 | 0 | 0 | FALSE | KALB | 2019-02-21 16:16 | 1 |  | http://sheriff.co.seneca.ny.us/directions.php | Public Order and Safety | Police Station |  |  | New York State Electric and Gas |  | C - Central
150 | Kohl's #1411 Hudson | 488 Fairview Ave |  | Hudson | NY | 12534 |  |  | 299.64 | 0 | 0 | 0 | 0 | 0 | 0 | 0 | 0 | 0 | 0 | 0 | FALSE | KALB | 2019-02-21 16:16 | 1 |  | http://www.kohls.com/stores/ny/hudson-1411.shtml | Mercantile (Retail Other Than Malls) | Retail Store |  |  | National Grid - Upstate NY (Niagara Mohawk) |  | F - Capital
151 | Kohl's #1113 Williamsville | 8500 Transit Rd |  | Williamsville | NY | 14221 |  |  | 336.6 | 0 | 0 | 0 | 0 | 0 | 0 | 0 | 0 | 0 | 0 | 0 | FALSE | KBUF | 2019-02-21 16:16 | 1 |  | http://www.kohls.com/stores/ny/williamsville-1113.shtml | Mercantile (Retail Other Than Malls) | Retail Store |  |  | National Grid - Upstate NY (Niagara Mohawk) |  | A - West
152 | Kohl's #1306 Buffalo | 2232 Delaware Ave |  | Buffalo | NY | 14216 |  |  | 364.65 | 0 | 0 | 0 | 0 | 0 | 0 | 0 | 0 | 0 | 0 | 0 | FALSE | KBUF | 2019-02-21 16:16 | 1 |  | http://www.kohls.com/stores/ny/buffalo-1306.shtml | Mercantile (Retail Other Than Malls) | Retail Store |  |  | National Grid - Upstate NY (Niagara Mohawk) |  | A - West
153 | Kohl's #1048 Newburgh | 150 Old Little Britain Rd |  | Newburgh | NY | 12550 |  |  | 283.36 | 0 | 0 | 0 | 0 | 0 | 0 | 0 | 0 | 0 | 0 | 0 | FALSE | KSWF | 2019-02-21 16:16 | 1 |  | http://www.kohls.com/stores/ny/newburgh-1048.shtml | Mercantile (Retail Other Than Malls) | Retail Store |  |  | Central Hudson Gas and Electric |  | G - Hudson Valley
155 | Walmart 1781 | 819 Bennie Rd |  | Cortland | NY | 13045 |  |  | 539.5 | 0 | 0 | 0 | 0 | 0 | 0 | 0 | 0 | 0 | 0 | 0 | FALSE | KSYR | 2019-02-21 16:16 | 1 |  | http://www.walmart.com/ | Mercantile (Retail Other Than Malls) | Retail Store |  |  | National Grid - Upstate NY (Niagara Mohawk) |  | C - Central
157 | Target Glenville | 204 Saratoga Rd |  | Glenville | NY | 12302 |  |  | 691.15 | 0 | 0 | 0 | 0 | 0 | 0 | 0 | 0 | 0 | 0 | 0 | FALSE | KSCH | 2019-02-21 16:16 | 1 |  |  | Mercantile (Retail Other Than Malls) | Retail Store |  |  | National Grid - Upstate NY (Niagara Mohawk) |  | F - Capital
158 | Mountain Service Distributors | 40 Lake St |  | South Fallsburg | NY | 12779 |  |  | 387.5 | 0 | 0 | 0 | 0 | 0 | 0 | 0 | 0 | 0 | 0 | 0 | FALSE | KMSV | 2019-02-21 16:16 | 1 |  | http://www.mtnservice.com | Warehouse and Storage | Distribution or Shipping Center |  |  | New York State Electric and Gas |  | E - Mohawk Valley
159 | Whole Foods - Brooklyn | 214 3rd St |  | Brooklyn | NY | 11215 |  |  | 306.6 | 0 | 0 | 0 | 0 | 0 | 0 | 0 | 0 | 0 | 0 | 0 | FALSE | KLGA | 2019-02-21 16:17 | 1 |  | http://www.wholefoodsmarket.com/stores/brooklyn | Food Sales | Grocery Store or Food Market |  |  | Consolidated Edison |  | J - New York City
160 | Fesko Farm | 1261 East Lake Rd |  | Skaneateles | NY | 13152 |  |  | 303.05 | 0 | 0 | 0 | 0 | 0 | 0 | 0 | 0 | 0 | 0 | 0 | FALSE | KSYR | 2019-02-21 16:17 | 1 |  | http://fesko.com | Agricultural | Dairy |  |  | New York State Electric and Gas |  | C - Central
161 | Marshall Farms Group | 4148 Galen Rd |  | Clyde | NY | 14433 |  |  | 650 | 0 | 0 | 0 | 0 | 0 | 0 | 0 | 0 | 0 | 0 | 0 | FALSE | KSYR | 2019-02-21 16:17 | 1 |  | https://marshallbio.com | Agricultural |  |  |  | New York State Electric and Gas |  | B - Genessee
162 | Greenwood Dairy | 1087 NY-310 |  | Canton | NY | 13617 |  |  | 400 | 0 | 0 | 0 | 0 | 0 | 0 | 0 | 0 | 0 | 0 | 0 | FALSE | KMSS | 2019-06-21 16:58 | 1 |  |  | Agricultural | Dairy |  |  | National Grid - Upstate NY (Niagara Mohawk) | National Grid - Upstate NY (Niagara Mohawk) | E - Mohawk Valley
163 | Target Williamsville | 8290 Transit Rd |  | Williamsville | NY | 14221 |  |  | 390 | 0 | 0 | 0 | 0 | 0 | 0 | 0 | 0 | 0 | 0 | 0 | FALSE | KBUF | 2019-02-21 16:17 | 1 |  | http://www.target.com/store-locator/store-details/storeNumber=1011 | Mercantile (Retail Other Than Malls) | Retail Store |  |  | National Grid - Upstate NY (Niagara Mohawk) |  | A - West
164 | King Zak Industries | 3 Police Dr |  | Goshen | NY | 10924 |  |  | 325.3 | 0 | 0 | 0 | 0 | 0 | 0 | 0 | 0 | 0 | 0 | 0 | FALSE | KHFD | 2019-02-21 16:17 | 1 |  | http://www.kingzak.com | Manufacturing | Miscellaneous |  |  | Orange and Rockland Utilities |  | G - Hudson Valley
165 | Nice-Pak Products, Inc | 2 Nice Pak Ln |  | Orangeburg | NY | 10962 |  |  | 854.75 | 0 | 0 | 0 | 0 | 0 | 0 | 0 | 0 | 0 | 0 | 0 | FALSE | KHPN | 2019-02-21 16:17 | 1 |  | http://www.nicepak.com | Manufacturing | Miscellaneous |  |  | Orange and Rockland Utilities |  | G - Hudson Valley
166 | Manheim Remarketing Inc. - Newburgh #1 | 2000 Dealer Dr |  | Newburgh | NY | 12550 |  |  | 117 | 0 | 0 | 0 | 0 | 0 | 0 | 0 | 0 | 0 | 0 | 0 | FALSE | KSWF | 2019-02-21 16:17 | 1 |  | http://www.manheim.com/ | Mercantile (Retail Other Than Malls) | Dealership or Showroom for Vehicles or Boats |  |  | Central Hudson Gas and Electric |  | G - Hudson Valley
167 | Manheim Remarketing, Inc. - Clifton Park | 459 NY-146 |  | Clifton Park | NY | 12065 |  |  | 110.5 | 0 | 0 | 0 | 0 | 0 | 0 | 0 | 0 | 0 | 0 | 0 | FALSE | KSWF | 2019-02-21 16:17 | 1 |  | http://www.manheim.com/ | Mercantile (Retail Other Than Malls) | Dealership or Showroom for Vehicles or Boats |  |  | National Grid - Upstate NY (Niagara Mohawk) |  | F - Capital
168 | Stop&Shop White Plains #0501 | 154 Westchester Ave |  | White Plains | NY | 10604 |  |  | 250.8 | 0 | 0 | 0 | 0 | 0 | 0 | 0 | 0 | 0 | 0 | 0 | FALSE | KLGA | 2019-02-21 16:17 | 1 |  | http://stopandshop.com/ | Food Sales | Grocery Store or Food Market |  |  | Consolidated Edison |  | I - Dunwoodie
169 | Sunlight Clinton Realty | 744 Clinton St |  | Brooklyn | NY | 11231 |  |  | 220 | 0 | 0 | 0 | 0 | 0 | 0 | 0 | 0 | 0 | 0 | 0 | FALSE | KJFK | 2019-02-21 16:18 | 1 |  |  | Warehouse and Storage | Distribution or Shipping Center |  |  | Consolidated Edison |  | J - New York City
170 | Waldbaum's Supermarket | 1236 Veterans Memorial Hwy |  | Hauppauge | NY | 11788 |  |  | 60 | 0 | 0 | 0 | 0 | 0 | 0 | 0 | 0 | 0 | 0 | 0 | TRUE | KISP | 2019-02-21 16:02 | 1 |  | http://www.waldbaums.com | Food Sales | Grocery Store or Food Market |  |  | Long Island Power Authority (PSEG-LI) | National Grid - Long Island (KeySpan East) | K - Long Island
171 | Lawnhurst Farms | 4124 Co Rd 5 |  | Stanley | NY | 14561 |  |  | 633 | 0 | 0 | 0 | 0 | 0 | 0 | 0 | 0 | 0 | 0 | 0 | FALSE | KROC | 2019-06-21 17:04 | 1 |  |  | Agricultural | Dairy |  |  | National Grid - Upstate NY (Niagara Mohawk) |  | C - Central
172 | Quality Braid | 6001 31st Ave |  | Woodside | NY | 11377 |  |  | 240.9 | 0 | 0 | 0 | 0 | 0 | 0 | 0 | 0 | 0 | 0 | 0 | FALSE | KLGA | 2019-02-21 16:18 | 1 |  |  | Warehouse and Storage | Distribution or Shipping Center |  |  | Consolidated Edison | Consolidated Edison | I - Dunwoodie
173 | PriceMaster | 57-07 31st Ave |  | Woodside | NY | 11377 |  |  | 402.6 | 0 | 0 | 0 | 0 | 0 | 0 | 0 | 0 | 0 | 0 | 0 | FALSE | KLGA | 2019-02-21 16:18 | 1 |  | https://www.pricemaster.com/ | Warehouse and Storage | Distribution or Shipping Center |  |  | Consolidated Edison |  | I - Dunwoodie
174 | Bloomingdales | 175 Bloomingdale Rd |  | White Plains | NY | 10605 |  |  | 399.6 | 0 | 0 | 0 | 0 | 0 | 0 | 0 | 0 | 0 | 0 | 0 | FALSE | KLGA | 2019-02-21 16:18 | 1 |  | http://www1.bloomingdales.com/ | Mercantile (Retail Other Than Malls) | Retail Store |  |  | Consolidated Edison |  | J - New York City
175 | Manheim Remarketing Inc. - Newburgh #2 | 2000 Dealer Dr |  | Newburgh | NY | 12550 |  |  | 747.5 | 0 | 0 | 0 | 0 | 0 | 0 | 0 | 0 | 0 | 0 | 0 | FALSE | KSWF | 2019-02-21 16:18 | 1 |  | http://www.manheim.com/ | Mercantile (Retail Other Than Malls) | Dealership or Showroom for Vehicles or Boats |  |  | Central Hudson Gas and Electric |  | G - Hudson Valley
176 | Verizon - Clinton Ave | 547 Clinton Ave |  | Brooklyn | NY | 11238 |  |  | 400 | 0 | 0 | 0 | 0 | 0 | 0 | 0 | 0 | 0 | 0 | 0 | FALSE | KJFK | 2019-02-21 16:18 | 1 |  | http://www.verizon.com/ | Mercantile (Retail Other Than Malls) | Retail Store |  |  | Consolidated Edison |  | J - New York City
177 | Verizon - Forest Ave | 355 Forest Ave |  | Staten Island | NY | 10301 |  |  | 400 | 0 | 0 | 0 | 0 | 0 | 0 | 0 | 0 | 0 | 0 | 0 | FALSE | KJFK | 2019-02-21 16:18 | 1 |  | http://www.verizon.com/ | Mercantile (Retail Other Than Malls) | Retail Store |  |  | Consolidated Edison |  | J - New York City
178 | Verizon - Jamaica | 89-63 163 St |  | Jamaica | NY | 11432 |  |  | 800 | 0 | 0 | 0 | 0 | 0 | 0 | 0 | 0 | 0 | 0 | 0 | FALSE | KJFK | 2019-02-21 16:18 | 1 |  | http://www.verizon.com/ | Mercantile (Retail Other Than Malls) | Retail Store |  |  | Consolidated Edison |  | J - New York City
179 | Verizon - Meserole St | 55 Meserole St |  | Brooklyn | NY | 11206 |  |  | 800 | 0 | 0 | 0 | 0 | 0 | 0 | 0 | 0 | 0 | 0 | 0 | FALSE | KJFK | 2019-02-21 16:18 | 1 |  | http://www.verizon.com/ | Mercantile (Retail Other Than Malls) | Retail Store |  |  | Consolidated Edison |  | J - New York City
180 | Verizon - Rockaway Ave | 739 Rockaway Ave |  | Brooklyn | NY | 11233 |  |  | 400 | 0 | 0 | 0 | 0 | 0 | 0 | 0 | 0 | 0 | 0 | 0 | FALSE | KJFK | 2019-02-21 16:19 | 1 |  | http://www.verizon.com/ | Mercantile (Retail Other Than Malls) | Retail Store |  |  | Consolidated Edison |  | J - New York City
181 | Arrow Linen | 467 Prospect Ave |  | Brooklyn | NY | 11215 |  |  | 300 | 0 | 0 | 0 | 0 | 0 | 0 | 0 | 0 | 0 | 0 | 0 | TRUE | KJFK | 2019-02-21 16:02 | 1 |  | http://www.arrowlinen.com | Service | Dry Cleaner or Laundromat |  |  | Consolidated Edison | National Grid - Long Island (KeySpan East) | J - New York City
182 | Ovation In-Store | 57-13 49th Pl |  | Maspeth | NY | 11378 |  |  | 300 | 0 | 0 | 0 | 0 | 0 | 0 | 0 | 0 | 0 | 0 | 0 | FALSE | KLGA | 2019-02-21 16:19 | 1 |  | http://www.ovationadvantage.com/ | Office | Administrative or Professional Office |  |  | Consolidated Edison |  | K - Long Island
183 | LADS Avenue Associates, LLC | 960 Alabama Ave |  | Brooklyn | NY | 11207 |  |  | 341.33 | 0 | 0 | 0 | 0 | 0 | 0 | 0 | 0 | 0 | 0 | 0 | FALSE | KJFK | 2019-02-21 16:19 | 1 |  |  | Office | Administrative or Professional Office |  |  | Consolidated Edison |  | J - New York City
184 | Urban Horizons Building | 50 East 168th St |  | Bronx | NY | 10452 |  |  | 65 | 408 | 0 | 0 | 0 | 0 | 0 | 0 | 0 | 0 | 0 | 0 | TRUE | KNYC | 2019-02-21 16:19 | 1 |  | http://www.whedco.org/Green-Homes/Urban-Horizons/ | Residential | Multifamily | 195000 |  | Consolidated Edison |  | H - Millwood
185 | Wegmans Markets Office Building | 100 Wegmans Market St |  | Rochester | NY | 14624 |  |  | 536.25 | 0 | 0 | 0 | 0 | 0 | 0 | 0 | 0 | 0 | 0 | 0 | FALSE | KROC | 2019-02-21 16:19 | 1 |  | http://www.wegmans.com/ | Office | Administrative or Professional Office |  |  | Rochester Gas and Electric | Rochester Gas and Electric | B - Genessee
186 | Manhattan Beer Distributor | 967 E 149th St |  | Bronx | NY | 10455 |  |  | 1059.3 | 0 | 0 | 0 | 0 | 0 | 0 | 0 | 0 | 0 | 0 | 0 | FALSE | KLGA | 2019-02-21 16:19 | 1 |  | http://www.manhattanbeer.com/ | Warehouse and Storage | Distribution or Shipping Center |  |  | Consolidated Edison | Consolidated Edison | J - New York City
187 | Extra Space Storage Bronx | 2875 Edson Ave |  | Bronx | NY | 10018 |  |  | 189 | 0 | 0 | 0 | 0 | 0 | 0 | 0 | 0 | 0 | 0 | 0 | FALSE | KJFK | 2019-02-21 16:19 | 1 |  | http://www.extraspace.com/Storage/Facilities/US/New_York/Bronx/300149/Facility.aspx | Warehouse and Storage |  |  |  | Consolidated Edison |  | J - New York City
188 | Cinemark Site #202 | 2291 Buffalo Rd |  | Rochester | NY | 14624 |  |  | 312.13 | 0 | 0 | 0 | 0 | 0 | 0 | 0 | 0 | 0 | 0 | 0 | FALSE | KROC | 2019-02-21 16:19 | 1 |  |  | Public Assembly | Entertainment or Culture |  |  | Rochester Gas and Electric |  | B - Genessee
189 | Skidmore College | 100 Denton Rd |  | Saratoga Springs | NY | 12866 |  |  | 2085 | 0 | 0 | 0 | 0 | 0 | 0 | 0 | 0 | 0 | 0 | 0 | FALSE | KALB | 2021-03-05 14:50 | 1 |  | http://www.skidmore.edu/ | Education | College or University |  |  | National Grid - Upstate NY (Niagara Mohawk) |  | F - Capital
190 | Cornell Snyder Road Solar Farm | 800 Snyder Rd |  | Ithaca | NY | 14850 |  |  | 2067.29 | 0 | 0 | 0 | 0 | 0 | 0 | 0 | 0 | 0 | 0 | 0 | FALSE | KITH | 2019-02-21 16:19 | 1 | New York State Agricultural Experiment Station (NYSAES) | http://www.cornell.edu/ | Offsite Resource | Solar Farm |  |  | New York State Electric and Gas |  | C - Central
191 | Anheuser Busch - Bronx | 500 Food Center |  | Bronx | NY | 10474 |  |  | 711.37 | 0 | 0 | 0 | 0 | 0 | 0 | 0 | 0 | 0 | 0 | 0 | FALSE | KLGA | 2019-02-21 16:19 | 1 |  | http://anheuser-busch.com/ | Warehouse and Storage | Distribution or Shipping Center |  |  | Consolidated Edison |  | J - New York City
192 | The Park Ten | 10 West 66th St |  | New York | NY | 10023 |  |  | 70 | 0 | 0 | 0 | 0 | 0 | 0 | 0 | 0 | 0 | 0 | 0 | TRUE | KJFK | 2019-02-21 16:03 | 1 | 10 West 66th Street Corp |  | Residential | Multifamily |  |  | Consolidated Edison | Consolidated Edison | J - New York City
193 | Spruce Haven | 5004 White Rd |  | Union Springs | NY | 13160 |  |  | 520 | 0 | 0 | 0 | 0 | 0 | 0 | 0 | 0 | 0 | 0 | 0 | FALSE | KSYR | 2019-02-21 16:20 | 1 |  | http://www.sprucehavenfarmllc.com/ | Agricultural | Dairy |  |  | New York State Electric and Gas | New York State Electric and Gas | C - Central
194 | Clarkson Solar | 309 NY-11B |  | Potsdam | NY | 13676 |  |  | 2311.2 | 0 | 0 | 0 | 0 | 0 | 0 | 0 | 0 | 0 | 0 | 0 | FALSE | KMSS | 2019-02-21 16:20 | 1 |  | http://www.clarkson.edu/ | Education | College or University |  |  | National Grid - Upstate NY (Niagara Mohawk) |  | E - Mohawk Valley
195 | Bausch & Lomb | 1400 Goodman St N |  | Rochester | NY | 14609 |  |  | 1100.1 | 0 | 0 | 0 | 0 | 0 | 0 | 0 | 0 | 0 | 0 | 0 | FALSE | KROC | 2019-02-21 16:20 | 1 |  | http://www.bausch.com/ | Manufacturing |  |  |  | Rochester Gas and Electric |  | B - Genessee
197 | Fed Ex Ground | 29-01 Borden Ave |  | Queens | NY | 11101 |  |  | 930.875 | 0 | 0 | 0 | 0 | 0 | 0 | 0 | 0 | 0 | 0 | 0 | FALSE | KJFK | 2019-02-21 17:39 | 3 |  | http://www.fedex.com/us/ | Service | Post Office or Postal Center |  |  | Consolidated Edison |  | J - New York City
198 | A.A. Dairy | 56 Foote Crossing |  | Candor | NY | 13743 |  |  | 130 | 0 | 0 | 0 | 0 | 0 | 0 | 0 | 0 | 0 | 0 | 0 | TRUE | KITH | 2019-02-21 16:04 | 1 |  |  | Agricultural | Dairy |  |  | New York State Electric and Gas | New York State Electric and Gas | C - Central
199 | Macy's Albany | 200 Colonie Ctr |  | Albany | NY | 12205 |  |  | 744.345 | 0 | 0 | 0 | 0 | 0 | 0 | 0 | 0 | 0 | 0 | 0 | FALSE | KALB | 2019-02-21 16:20 | 1 |  | http://www1.macys.com/ | Mercantile (Retail Other Than Malls) | Retail Store |  |  | National Grid - Upstate NY (Niagara Mohawk) |  | F - Capital
200 | Macy's Cheektowaga | 2000 Walden Ave |  | Cheektowaga | NY | 14225 |  |  | 385.56 | 0 | 0 | 0 | 0 | 0 | 0 | 0 | 0 | 0 | 0 | 0 | FALSE | KBUF | 2019-02-21 16:20 | 1 |  | http://www1.macys.com/ | Mercantile (Retail Other Than Malls) | Retail Store |  |  | National Grid - Upstate NY (Niagara Mohawk) |  | A - West
201 | Macy's McKinley | 3701 McKinley Pkwy |  | Blasdell | NY | 14219 |  |  | 492.66 | 0 | 0 | 0 | 0 | 0 | 0 | 0 | 0 | 0 | 0 | 0 | FALSE | KBUF | 2019-02-21 16:20 | 1 |  | http://www1.macys.com/ | Mercantile (Retail Other Than Malls) | Retail Store |  |  | New York State Electric and Gas |  | A - West
202 | Macy's Middletown | 1 Galleria Dr |  | Middletown | NY | 10941 |  |  | 524.79 | 0 | 0 | 0 | 0 | 0 | 0 | 0 | 0 | 0 | 0 | 0 | FALSE | KSWF | 2019-02-21 16:20 | 1 |  | http://www1.macys.com/ | Mercantile (Retail Other Than Malls) | Retail Store |  |  | Orange and Rockland Utilities |  | G - Hudson Valley
203 | Macy's Poughkeepsie | 2001 South Rd |  | Poughkeepsie | NY | 12601 |  |  | 455.175 | 0 | 0 | 0 | 0 | 0 | 0 | 0 | 0 | 0 | 0 | 0 | FALSE | KSWF | 2019-02-21 16:20 | 1 |  | http://www1.macys.com/ | Mercantile (Retail Other Than Malls) | Retail Store |  |  | Central Hudson Gas and Electric |  | G - Hudson Valley
204 | Carl Zeiss | 1 Zeiss Drive |  | Thornwood | NY | 10594 |  |  | 530.07 | 0 | 0 | 0 | 0 | 0 | 0 | 0 | 0 | 0 | 0 | 0 | FALSE | KLGA | 2019-02-21 16:22 | 1 |  | http://www.zeiss.com/corporate/en_us/home.html | Manufacturing |  |  |  | Consolidated Edison |  | I - Dunwoodie
205 | Morgan Stanley - Purchase | 2000 Westchester Ave |  | Purchase | NY | 10577 |  |  | 262.5 | 0 | 0 | 0 | 1254 | 689.7 | 10032 | 5517.6 | 0 | 0 | 0 | 0 | FALSE | KHPN | 2020-10-09 21:03 | 2 | 2000 Westchester | https://www.morganstanleybranch.com/purchase/ | Office | Administrative or Professional Office | 750000 |  | Consolidated Edison | Consolidated Edison | I - Dunwoodie
207 | Town of Williamson Landfill Solar Project | 6742 Pound Rd |  | Williamson | NY | 14589 |  |  | 1506.7 | 0 | 0 | 0 | 0 | 0 | 0 | 0 | 0 | 0 | 0 | 0 | FALSE | KROC | 2019-02-21 16:20 | 1 |  | http://www.town.williamson.ny.us/ | Utilities Water and Waste Management | Landfill |  |  | Rochester Gas and Electric |  | B - Genessee
208 | 8 Rewe St LLC - Marjam | 8 Rewe St |  | Brooklyn | NY | 11211 |  |  | 99 | 0 | 0 | 0 | 0 | 0 | 0 | 0 | 0 | 0 | 0 | 0 | FALSE | KLGA | 2019-02-21 16:21 | 1 |  | http://www.marjam.com/ | Warehouse and Storage | Distribution or Shipping Center |  |  | Consolidated Edison |  | J - New York City
209 | Modern Landfill | 4746 Model City Rd |  | Model City | NY | 14107 |  |  | 5600 | 0 | 0 | 0 | 0 | 0 | 0 | 0 | 0 | 0 | 0 | 0 | TRUE | KIAG | 2019-02-21 16:02 | 1 |  | http://www.moderncorporation.com/commercial/landfill | Utilities Water and Waste Management | Landfill |  |  | National Grid - Upstate NY (Niagara Mohawk) |  | A - West
210 | 16 Rewe St LLC - Marjam | 16 Rewe St |  | Brooklyn | NY | 11211 |  |  | 125.4 | 0 | 0 | 0 | 0 | 0 | 0 | 0 | 0 | 0 | 0 | 0 | FALSE | KLGA | 2019-02-21 16:21 | 1 |  | http://www.marjam.com/ | Warehouse and Storage | Distribution or Shipping Center |  |  | Consolidated Edison |  | J - New York City
211 | A&I Realty Corp - Marjam | 20 Rewe St |  | Brooklyn | NY | 11211 |  |  | 115.5 | 0 | 0 | 0 | 0 | 0 | 0 | 0 | 0 | 0 | 0 | 0 | FALSE | KLGA | 2019-02-21 16:21 | 1 |  | http://www.marjam.com/ | Warehouse and Storage | Distribution or Shipping Center |  |  | Consolidated Edison |  | J - New York City
212 | St Joseph's Hospital | 301 Prospect Ave |  | Syracuse | NY | 13203 |  |  | 4600 | 76911 | 0 | 0 | 0 | 0 | 0 | 0 | 0 | 0 | 0 | 0 | FALSE | KSYR | 2019-05-24 19:24 | 1 |  | http://www.sjhsyr.org/ | Health Care (Inpatient) | Hospital |  |  | National Grid - Upstate NY (Niagara Mohawk) | National Grid - Upstate NY (Niagara Mohawk) | C - Central
214 | Terrace Gardens 1 | 195 Steuben St |  | Staten Island | NY | 10069 |  |  | 100 | 700 | 0 | 0 | 0 | 0 | 0 | 0 | 0 | 0 | 0 | 0 | TRUE | KJFK | 2019-02-21 17:39 | 1 |  | http://www.arkercompanies.com/ | Residential | Multifamily |  |  | Consolidated Edison | National Grid - NYC (Brooklyn Union) | J - New York City
215 | Birchwood Towers - The Toledo | 102-10 66th Rd |  | Forest Hills | NY | 11375 |  |  | 75 | 523 | 0 | 0 | 0 | 0 | 0 | 0 | 0 | 0 | 0 | 0 | TRUE | KNYC | 2019-02-21 16:22 | 1 |  | http://www.birchwoodtowers.com/ | Residential | Multifamily |  |  | Consolidated Edison | National Grid - NYC (Brooklyn Union) | J - New York City
217 | YKY Ossining | 340 Illington Rd |  | Ossining | NY | 10562 |  |  | 383.47 | 0 | 0 | 0 | 0 | 0 | 0 | 0 | 0 | 0 | 0 | 0 | FALSE | KLGA | 2019-02-21 16:22 | 1 |  |  | Education |  |  |  | Consolidated Edison |  | H - Millwood
223 | Diamond Saw Mill | 444 Saw Mill River Rd |  | Elmsford | NY | 10523 |  |  | 389.13 | 0 | 0 | 0 | 0 | 0 | 0 | 0 | 0 | 0 | 0 | 0 | FALSE | KHPN | 2019-02-21 17:40 | 7 |  | http://www.diamondproperties.com/new-york/item/100-444-saw-mill-river-road | Manufacturing | Wood Products |  |  | Consolidated Edison | Consolidated Edison | I - Dunwoodie
224 | Diamond Virginia: 75 Virginia | 75 Virginia Rd |  | North White Plains | NY | 10603 |  |  | 248.625 | 0 | 0 | 0 | 0 | 0 | 0 | 0 | 0 | 0 | 0 | 0 | FALSE | KHPN | 2019-02-21 16:22 | 1 |  | http://www.diamondproperties.com/new-york/item/104-75-virginia-road | Office |  |  |  | Central Hudson Gas and Electric | Consolidated Edison | G - Hudson Valley
225 | Pearlgreen | 30 Pine St |  | New Rochelle | NY | 10801 |  |  | 416.1 | 0 | 0 | 0 | 0 | 0 | 0 | 0 | 0 | 0 | 0 | 0 | FALSE | KHPN | 2019-02-21 16:22 | 1 |  | http://www.pearlgreen.com/ | Mercantile (Retail Other Than Malls) | Retail Store |  |  | Consolidated Edison | Consolidated Edison | I - Dunwoodie
226 | Millennium Broadway | 145 West 44th St |  | New York | NY | 10036 |  |  | 750 | 3746.4 | 0 | 0 | 0 | 0 | 0 | 0 | 0 | 0 | 0 | 0 | FALSE | KNYC | 2019-02-21 16:29 | 1 |  | http://www.millenniumhotels.com/usa/millenniumbroadwaynewyork/ | Lodging | Hotel |  |  | Consolidated Edison | Consolidated Edison | J - New York City
227 | Clarkstown Landfill | 145 New York 303 |  | West Nyack | NY | 10994 |  |  | 2316.78 | 0 | 0 | 0 | 0 | 0 | 0 | 0 | 0 | 0 | 0 | 0 | FALSE | KLGA | 2019-02-21 16:22 | 1 |  |  | Utilities Water and Waste Management | Landfill |  |  | Orange and Rockland Utilities | Orange and Rockland Utilities | G - Hudson Valley
228 | Tuck It Away 136 | 846 E 136th St |  | Bronx | NY | 10454 |  |  | 375.76 | 0 | 0 | 0 | 0 | 0 | 0 | 0 | 0 | 0 | 0 | 0 | FALSE | KLGA | 2019-02-21 16:22 | 1 |  | http://www.tuckitaway.com/self_storage/Bronx_NY/zip_10454/tuckitaway-self-storage/9028 | Warehouse and Storage |  |  |  | Consolidated Edison | Consolidated Edison | J - New York City
229 | PatterSUN Landfill | 271 Cornwall Hill Rd |  | Patterson | NY | 12563 |  |  | 942.4 | 0 | 0 | 0 | 0 | 0 | 0 | 0 | 0 | 0 | 0 | 0 | FALSE | KLGA | 2019-02-21 16:22 | 1 |  |  | Utilities Water and Waste Management | Landfill |  |  | New York State Electric and Gas |  | G - Hudson Valley
230 | Extra Space Storage Mt. Vernon #1 - 30 N West | 30 N West St |  | Mount Vernon | NY | 10550 |  |  | 79.56 | 0 | 0 | 0 | 0 | 0 | 0 | 0 | 0 | 0 | 0 | 0 | FALSE | KLGA | 2019-02-21 16:23 | 1 |  | http://www.extraspace.com/Storage/Facilities/US/New_York/Mt_Vernon/501709/Facility.aspx | Warehouse and Storage |  |  |  | Consolidated Edison |  | I - Dunwoodie
231 | Oakwood Health Care Center | 200 Bassett Rd |  | Williamsville | NY | 14221 |  |  | 600 | 0 | 0 | 0 | 360 | 198 | 2880 | 1584 | 0 | 0 | 0 | 0 | TRUE | KBUF | 2020-10-09 21:01 | 2 | Elderwood at Williamsville | http://www.elderwood.com/locations/oakwood.php | Lodging | Nursing Home, Assisted Living, or Other Residential Care |  |  | National Grid - Upstate NY (Niagara Mohawk) | National Grid - Upstate NY (Niagara Mohawk) | A - West
232 | Macy's Eastview | 7979 Victor-Pittsford Rd |  | Victor | NY | 14564 |  |  | 487.31 | 0 | 0 | 0 | 0 | 0 | 0 | 0 | 0 | 0 | 0 | 0 | FALSE | KROC | 2019-02-21 16:23 | 1 |  | http://www1.macys.com/ | Mercantile (Retail Other Than Malls) | Retail Store |  |  | New York State Electric and Gas |  | B - Genessee
233 | American Specialties | 441 Saw Mill River Rd |  | Yonkers | NY | 10701 |  |  | 783.125 | 0 | 0 | 0 | 0 | 0 | 0 | 0 | 0 | 0 | 0 | 0 | FALSE | KLGA | 2019-02-21 16:23 | 1 |  | http://www.americanspecialties.com/ | Manufacturing |  |  |  | Consolidated Edison | Consolidated Edison | I - Dunwoodie
234 | Extra Space Storage Mt. Vernon #2 - Macquesten | 102 N MacQuesten Pkwy |  | Mount Vernon | NY | 10550 |  |  | 106.08 | 0 | 0 | 0 | 0 | 0 | 0 | 0 | 0 | 0 | 0 | 0 | FALSE | KLGA | 2019-02-21 16:23 | 1 |  | http://www.extraspace.com/Storage/Facilities/US/New_York/Mt_Vernon/300110/Facility.aspx | Warehouse and Storage |  |  |  | Consolidated Edison |  | I - Dunwoodie
235 | Birchwood Towers - The Kyoto | 102-30 66th Rd |  | Forest Hills | NY | 11375 |  |  | 75 | 523 | 0 | 0 | 0 | 0 | 0 | 0 | 0 | 0 | 0 | 0 | TRUE | KNYC | 2019-02-21 16:23 | 1 |  | http://www.birchwoodtowers.com/ | Residential | Multifamily |  |  | Consolidated Edison | National Grid - NYC (Brooklyn Union) | J - New York City
236 | Church at the Gateway | 200 Boscombe Ave |  | Staten Island | NY | 10309 |  |  | 386.1 | 0 | 0 | 0 | 0 | 0 | 0 | 0 | 0 | 0 | 0 | 0 | FALSE | KLGA | 2019-02-21 16:23 | 1 |  | http://www.churchatthegateway.org/ | Religious Worship | Religious Worship |  |  | Consolidated Edison |  | J - New York City
237 | DHL | 501 10th Ave |  | New York | NY | 10018 |  |  | 800 | 4050 | 0 | 0 | 0 | 0 | 0 | 0 | 0 | 0 | 0 | 0 | TRUE | KJFK | 2019-02-21 16:23 | 1 |  | http://www.dhl-usa.com | Service | Post Office or Postal Center | 204600 |  | Consolidated Edison | Consolidated Edison | J - New York City
238 | Brevoort East | 20 East 9th St |  | New York | NY | 10003 |  |  | 300 | 2100 | 0 | 0 | 0 | 0 | 0 | 0 | 0 | 0 | 0 | 0 | TRUE | KLGA | 2019-02-21 16:23 | 1 |  | http://www.20east9.com/v2/ | Residential | Multifamily |  |  | Consolidated Edison | Consolidated Edison | J - New York City
239 | Houghton College | 1 Willard Ave |  | Houghton | NY | 14744 |  |  | 2613 | 0 | 0 | 0 | 0 | 0 | 0 | 0 | 0 | 0 | 0 | 0 | FALSE | KBUF | 2019-02-21 16:23 | 1 |  | http://www.houghton.edu/news-media/recent-news/renewable-energy-forerunner-houghton-college-installs | Education | College or University |  |  | Rochester Gas and Electric |  | B - Genessee
240 | LOFT - Market St | 194 Market St |  | Yonkers | NY | 10710 |  |  | 68 | 0 | 0 | 0 | 0 | 0 | 0 | 0 | 0 | 0 | 0 | 0 | FALSE | KLGA | 2019-02-21 16:21 | 1 |  |  | Mercantile (Retail Other Than Malls) | Retail Store |  |  | Consolidated Edison |  | J - New York City
241 | FNY Partners - 193 Market St | 193 Market St |  | Yonkers | NY | 10710 |  |  | 123 | 0 | 0 | 0 | 0 | 0 | 0 | 0 | 0 | 0 | 0 | 0 | FALSE | KLGA | 2019-02-21 16:21 | 1 |  |  | Mercantile (Retail Other Than Malls) | Retail Store |  |  | Consolidated Edison |  | J - New York City
242 | Wyoming County Community Hospital | 400 N Main St |  | Warsaw | NY | 14569 |  |  | 560 | 0 | 0 | 0 | 0 | 0 | 0 | 0 | 0 | 0 | 0 | 0 | TRUE | KBUF | 2019-02-21 16:03 | 1 |  | http://www.wcchs.net/ | Health Care (Inpatient) | Hospital |  |  | National Grid - Upstate NY (Niagara Mohawk) | National Grid - Upstate NY (Niagara Mohawk) | A - West
243 | FNY Partners - 74 Market St | 74 Market St |  | Yonkers | NY | 10710 |  |  | 99 | 0 | 0 | 0 | 0 | 0 | 0 | 0 | 0 | 0 | 0 | 0 | FALSE | KLGA | 2019-02-21 16:21 | 1 |  |  | Mercantile (Retail Other Than Malls) | Retail Store |  |  | Consolidated Edison |  | J - New York City
244 | 22 Market Street | 22 Market St |  | Yonkers | NY | 10710 |  |  | 225 | 0 | 0 | 0 | 0 | 0 | 0 | 0 | 0 | 0 | 0 | 0 | FALSE | KLGA | 2019-02-21 16:21 | 1 |  |  | Mercantile (Retail Other Than Malls) | Retail Store |  |  | Consolidated Edison |  | J - New York City
245 | Bates Troy Healthcare Linen Services | 151 Laurel Ave |  | Binghamton | NY | 13905 |  |  | 400 | 0 | 0 | 0 | 0 | 0 | 0 | 0 | 0 | 0 | 0 | 0 | TRUE | KNYC | 2019-02-21 16:23 | 1 |  | http://batestroy.com/ | Service | Dry Cleaner or Laundromat | 53000 |  | New York State Electric and Gas | New York State Electric and Gas | C - Central
246 | SUNY Cortland College | 40 Graham Ave |  | Cortland | NY | 13045 |  |  | 1063.18 | 0 | 0 | 0 | 0 | 0 | 0 | 0 | 0 | 0 | 0 | 0 | FALSE | KITH | 2019-02-21 16:23 | 1 |  | http://www2.cortland.edu/home/ | Education | College or University |  |  | National Grid - Upstate NY (Niagara Mohawk) | National Grid - Upstate NY (Niagara Mohawk) | C - Central
247 | Millbrook School | 131 Millbrook School Rd |  | Millbrook | NY | 12545 |  |  | 1730.14 | 0 | 0 | 0 | 0 | 0 | 0 | 0 | 0 | 0 | 0 | 0 | FALSE | KPOU | 2019-02-21 16:24 | 1 |  | http://www.millbrook.org/page | Education |  |  |  | Central Hudson Gas and Electric | Central Hudson Gas and Electric | G - Hudson Valley
248 | FXG #100 (FedEx Ground Packing System, Inc.) | 300 Maspeth Ave |  | Brooklyn | NY | 11211 |  |  | 486.78 | 0 | 0 | 0 | 0 | 0 | 0 | 0 | 0 | 0 | 0 | 0 | FALSE | KLGA | 2019-02-21 16:24 | 1 |  | http://www.fedex.com/us/ | Service | Post Office or Postal Center |  |  | Consolidated Edison |  | J - New York City
250 | The Bay Club: Tower 1 | 1 Bay Club Drive |  | Bayside | NY | 11360 |  |  | 75 | 523 | 0 | 0 | 0 | 0 | 0 | 0 | 0 | 0 | 0 | 0 | TRUE | KNYC | 2019-02-21 17:40 | 2 |  | http://www.bayclub.net/default.php | Residential | Multifamily |  |  | Consolidated Edison | Consolidated Edison | J - New York City
257 | Mt. Kisco | 333 North Bedford Rd |  | Mount Kisco | NY | 10549 |  |  | 1938.51 | 0 | 0 | 0 | 0 | 0 | 0 | 0 | 0 | 0 | 0 | 0 | FALSE | KLGA | 2019-02-21 17:42 | 11 |  | http://www.diamondproperties.com/new-york/item/102-333-north-bedford-road | Warehouse and Storage |  |  |  | Consolidated Edison | Consolidated Edison | J - New York City
258 | Cummins Jamestown Engine Plant | 4720 Baker St |  | Lakewood | NY | 14750 |  |  | 2002 | 0 | 0 | 0 | 0 | 0 | 0 | 0 | 0 | 0 | 0 | 0 | FALSE | KERI | 2019-02-21 16:24 | 1 |  | http://www.cummins.com/ | Manufacturing | Transportation Equipment |  |  | National Grid - Upstate NY (Niagara Mohawk) |  | A - West
259 | Roosevelt Landings | 552 Main St |  | New York | NY | 10044 |  |  | 300 | 2100 | 0 | 0 | 0 | 0 | 0 | 0 | 0 | 0 | 0 | 0 | FALSE | KNYC | 2019-02-21 16:24 | 1 |  | http://www.rooseveltlandings.com | Residential | Multifamily |  |  | Consolidated Edison | Consolidated Edison | J - New York City
260 | Sullivan Community College | 112 College Rd |  | Loch Sheldrake | NY | 12759 |  |  | 2152.08 | 0 | 0 | 0 | 0 | 0 | 0 | 0 | 0 | 0 | 0 | 0 | FALSE | KPOU | 2019-02-21 16:24 | 1 |  | http://www.sunysullivan.edu/ | Education | College or University |  |  | New York State Electric and Gas |  | E - Mohawk Valley
261 | Staten Island Ferry Maintenance Building | 1 Bay St |  | Staten Island | NY | 10301 |  |  | 221 | 0 | 0 | 0 | 0 | 0 | 0 | 0 | 0 | 0 | 0 | 0 | FALSE | KEWR | 2019-02-21 16:25 | 1 |  | http://www.siferry.com/ | Public Assembly | Transportation Terminal |  |  | Consolidated Edison |  | J - New York City
262 | Tompkins Cortland Community College | 170 North St, PO Box 139 |  | Dryden | NY | 13053 |  |  | 2602.8 | 0 | 0 | 0 | 0 | 0 | 0 | 0 | 0 | 0 | 0 | 0 | FALSE | KITH | 2019-02-21 16:25 | 1 |  | http://www.tc3.edu/ | Education | College or University |  |  | New York State Electric and Gas |  | C - Central
263 | Porter Center Rd. | 4671 Porter Center Rd |  | Lewiston | NY | 14092 |  |  | 5 | 0 | 0 | 0 | 0 | 0 | 0 | 0 | 0 | 0 | 0 | 0 | TRUE | KIAG | 2019-02-21 16:03 | 1 |  | http://www.nationalfuelgas.com | Residential | Single-family detached |  |  | National Grid - Upstate NY (Niagara Mohawk) | National Fuel Gas Distribution | A - West
264 | Rochester Institute of Technology (RIT) | 1 Lomb Memorial Dr |  | Rochester | NY | 14623 |  |  | 4734.85 | 0 | 0 | 0 | 0 | 0 | 0 | 0 | 0 | 0 | 0 | 0 | FALSE | KROC | 2019-02-21 17:39 | 4 |  | http://www.rit.edu/ | Education | College or University |  |  | Rochester Gas and Electric | Rochester Gas and Electric | B - Genessee
265 | Onondaga County - Oak Orchard Lagoons | Oak Orchard Rd |  | Clay | NY | 13041 |  |  | 355.63 | 0 | 0 | 0 | 0 | 0 | 0 | 0 | 0 | 0 | 0 | 0 | FALSE | KSYR | 2019-02-21 16:25 | 1 |  | http://www.ongov.net/wep/we1906.html | Utilities Water and Waste Management | Wastewater Treatment Plant |  |  | National Grid - Upstate NY (Niagara Mohawk) |  | C - Central
266 | Madison House | 70 Ferris Ave |  | White Plains | NY | 10603 |  |  | 75 | 523 | 0 | 0 | 0 | 0 | 0 | 0 | 0 | 0 | 0 | 0 | TRUE | KNYC | 2019-02-21 16:26 | 1 |  |  | Residential | Multifamily |  |  | Consolidated Edison | Consolidated Edison | I - Dunwoodie
267 | Diamond-Broadway-0051 | 50 Broadway |  | Hawthorne | NY | 10532 |  |  | 129.285 | 0 | 0 | 0 | 0 | 0 | 0 | 0 | 0 | 0 | 0 | 0 | FALSE | KLGA | 2019-02-21 16:25 | 1 |  |  | Office |  |  |  | Consolidated Edison |  | I - Dunwoodie
268 | The Strand Condominium | 500 West 43rd St |  | New York | NY | 10036 |  |  | 100 | 700 | 0 | 0 | 0 | 0 | 0 | 0 | 0 | 0 | 0 | 0 | TRUE | KNYC | 2019-02-21 16:25 | 1 |  |  | Residential | Multifamily |  | 311 | Consolidated Edison | Consolidated Edison | J - New York City
269 | Ithaca WWTP | 525 Third St |  | Ithaca | NY | 14850 |  |  | 260 | 1000 | 0 | 0 | 0 | 0 | 0 | 0 | 0 | 0 | 0 | 0 | FALSE | KITH | 2019-02-21 16:25 | 1 |  | http://www.ithacawaters.org/ | Utilities Water and Waste Management | Wastewater Treatment Plant |  |  | New York State Electric and Gas | New York State Electric and Gas | C - Central
270 | Extra Space Storage Central Valley | 27 Bond St |  | Central Valley | NY | 10917 |  |  | 530.92 | 0 | 0 | 0 | 0 | 0 | 0 | 0 | 0 | 0 | 0 | 0 | FALSE | KPOU | 2019-02-21 16:25 | 1 |  |  | Warehouse and Storage |  |  |  | Orange and Rockland Utilities |  | G - Hudson Valley
271 | Presidents Container Group Solar Project | 290 Ballard Rd |  | Middletown | NY | 10941 |  |  | 2092 | 0 | 0 | 0 | 0 | 0 | 0 | 0 | 0 | 0 | 0 | 0 | FALSE | KPOU | 2019-02-21 16:25 | 1 |  | http://www.presidentcontainer.com/president/ | Manufacturing |  |  |  | Orange and Rockland Utilities |  | G - Hudson Valley
272 | One Lincoln Plaza | 20 W 64th St |  | New York | NY | 10023 |  |  | 225 | 1569 | 0 | 0 | 0 | 0 | 0 | 0 | 0 | 0 | 0 | 0 | TRUE | KNYC | 2019-02-21 16:25 | 1 | One Lincoln | http://20west64th-nyc.com/ | Residential | Multifamily |  | 671 | Consolidated Edison | Consolidated Edison | J - New York City
273 | Floyd Bennett Field | 3292 Flatbush Ave |  | Brooklyn | NY | 11234 |  |  | 120 | 0 | 0 | 0 | 0 | 0 | 0 | 0 | 0 | 0 | 0 | 0 | TRUE | KJFK | 2019-02-21 16:03 | 1 |  |  | Public Assembly | Recreation |  |  | Consolidated Edison | National Grid - Long Island (KeySpan East) | J - New York City
274 | Zwilling J A Henckels | 270 Marble Ave |  | Pleasantville | NY | 10570 |  |  | 848.64 | 0 | 0 | 0 | 0 | 0 | 0 | 0 | 0 | 0 | 0 | 0 | FALSE | KLGA | 2019-02-21 16:26 | 1 |  |  | Warehouse and Storage |  |  |  | Consolidated Edison |  | I - Dunwoodie
275 | 2 Tudor City Place | 2 Tudor City Pl |  | New York | NY | 10017 |  |  | 150 | 980 | 0 | 0 | 0 | 0 | 0 | 0 | 0 | 0 | 0 | 0 | TRUE | KNYC | 2019-02-21 16:26 | 1 | Tudor Gardens | http://www.2tudor.com/ | Residential | Multifamily |  |  | Consolidated Edison | Consolidated Edison | J - New York City
276 | Intrepid Sea, Air & Space Museum | Pier 86, W 46th St & 12th Ave |  | New York | NY | 10036 |  |  | 300 | 2100 | 0 | 0 | 0 | 0 | 0 | 0 | 0 | 0 | 0 | 0 | TRUE | KLGA | 2019-02-21 16:26 | 1 | The Intrepid | http://www.intrepidmuseum.org/ | Public Assembly | Entertainment or Culture |  |  | Consolidated Edison | Consolidated Edison | J - New York City
277 | Georgetown Plaza | 60 East 8th St |  | New York | NY | 10003 |  |  | 200 | 1400 | 0 | 0 | 0 | 0 | 0 | 0 | 0 | 0 | 0 | 0 | TRUE | KNYC | 2019-02-21 16:26 | 1 |  |  | Residential | Multifamily |  |  | Consolidated Edison | Consolidated Edison | J - New York City
278 | Tower West | 69 W 96th St |  | New York | NY | 10025 |  |  | 200 | 1400 | 0 | 0 | 0 | 0 | 0 | 0 | 0 | 0 | 0 | 0 | TRUE | KNYC | 2019-02-21 16:31 | 1 |  |  | Residential | Multifamily |  |  | Consolidated Edison | Consolidated Edison | J - New York City
279 | Harbec Plastics | 369 NY-104 |  | Ontario | NY | 14519-8999 |  |  | 1520 | 3040 | 0 | 0 | 0 | 0 | 0 | 0 | 0 | 0 | 0 | 0 | TRUE | KROC | 2019-02-21 17:37 | 3 |  | http://www.harbec.com/ | Manufacturing | Plastics and Rubber Products |  |  | Rochester Gas and Electric | Rochester Gas and Electric | C - Central
280 | Cooper Union - 41 Cooper Square | 41 Cooper Sq |  | New York | NY | 10003 |  |  | 250 | 0 | 0 | 0 | 0 | 0 | 0 | 0 | 0 | 0 | 0 | 0 | TRUE | KRDU | 2019-02-21 17:39 | 2 |  | http://www.cooper.edu | Education | College or University |  |  | Consolidated Edison | Consolidated Edison | J - New York City
281 | Liberty Distributors | 530 Cozine Ave |  | Brooklyn | NY | 11208 |  |  | 485.1 | 0 | 0 | 0 | 0 | 0 | 0 | 0 | 0 | 0 | 0 | 0 | FALSE | KLGA | 2019-02-21 16:26 | 1 |  |  | Warehouse and Storage | Distribution or Shipping Center |  |  | Consolidated Edison |  | J - New York City
282 | Lake Beverage Corp | 900 John St |  | West Henrietta | NY | 14586 |  |  | 444.6 | 0 | 0 | 0 | 0 | 0 | 0 | 0 | 0 | 0 | 0 | 0 | FALSE | KROC | 2019-02-21 16:26 | 1 |  | http://lakebeverage.com/ | Warehouse and Storage | Distribution or Shipping Center |  |  | Rochester Gas and Electric |  | B - Genessee
283 | Noblehurst Farms | 1818 Linwood Rd |  | Linwood | NY | 14486 |  |  | 520 | 0 | 0 | 0 | 0 | 0 | 0 | 0 | 0 | 0 | 0 | 0 | FALSE | KROC | 2019-06-21 17:08 | 1 |  | http://www.linwoodag.com/noblehurst.html | Agricultural | Dairy |  |  | National Grid - Upstate NY (Niagara Mohawk) | Rochester Gas and Electric | A - West
284 | VIP Country Club | 600 Davenport Ave |  | New Rochelle | NY | 10805 |  |  | 180 | 0 | 0 | 0 | 0 | 0 | 0 | 0 | 0 | 0 | 0 | 0 | TRUE | KHPN | 2019-02-21 16:03 | 1 |  | http://www.vipcountryclub.com/ | Public Assembly | Recreation |  |  | Consolidated Edison | Consolidated Edison | I - Dunwoodie
285 | Gateway One Building | 1 North Lexington Ave |  | White Plains | NY | 10601 |  |  | 2055 | 0 | 0 | 0 | 0 | 0 | 0 | 0 | 0 | 0 | 0 | 0 | TRUE | KHPN | 2019-02-21 16:26 | 1 |  |  | Office |  | 530000 |  | Consolidated Edison | Consolidated Edison | I - Dunwoodie
286 | LTF Westchester Solar | 1 Westchester Pk Dr |  | Harrison | NY | 10604 |  |  | 650.87 | 0 | 0 | 0 | 0 | 0 | 0 | 0 | 0 | 0 | 0 | 0 | FALSE | KPOU | 2019-02-21 16:27 | 1 |  | https://www.lifetimefitness.com/en/clubs/westchester-ny/your-lt.html | Public Assembly | Recreation |  |  | Consolidated Edison |  | I - Dunwoodie
287 | Pepsi Cola Newburgh Bottling Inc | 1 Pepsi Way |  | Newburgh | NY | 12550 |  |  | 406.13 | 0 | 0 | 0 | 0 | 0 | 0 | 0 | 0 | 0 | 0 | 0 | FALSE | KPOU | 2019-02-21 16:27 | 1 |  |  | Warehouse and Storage | Distribution or Shipping Center |  |  | Central Hudson Gas and Electric |  | G - Hudson Valley
288 | Target Clifton Park | 26 Crossing Blvd |  | Clifton Park | NY | 12065 |  |  | 435.5 | 0 | 0 | 0 | 0 | 0 | 0 | 0 | 0 | 0 | 0 | 0 | FALSE | KALB | 2019-02-21 16:27 | 1 |  | www.target.com | Mercantile (Retail Other Than Malls) | Retail Store |  |  | National Grid - Upstate NY (Niagara Mohawk) |  | F - Capital
289 | Bloomberg LP - JFK | 145-79 226th St |  | Springfield Gardens | NY | 11413 |  |  | 728.7 | 0 | 0 | 0 | 0 | 0 | 0 | 0 | 0 | 0 | 0 | 0 | FALSE | KJFK | 2019-04-22 19:23 | 1 |  |  | Office |  |  |  | Consolidated Edison | Consolidated Edison | J - New York City
290 | Bloomberg LP - Idlewild | 145-68 228th St |  | Queens | NY | 11413 |  |  | 785.4 | 0 | 0 | 0 | 0 | 0 | 0 | 0 | 0 | 0 | 0 | 0 | FALSE | KJFK | 2019-02-21 16:27 | 1 |  |  | Office |  |  |  | Consolidated Edison | Consolidated Edison | J - New York City
291 | Upstate Door, Inc | 441 Commerce Way |  | Warsaw | NY | 14569 |  |  | 400.77 | 0 | 0 | 0 | 0 | 0 | 0 | 0 | 0 | 0 | 0 | 0 | FALSE | KROC | 2019-02-21 16:27 | 1 |  | upstatedoor.com | Manufacturing |  |  |  | New York State Electric and Gas |  | A - West
292 | Pratt Industries | 4435 Victory Blvd |  | Staten Island | NY | 10314 |  |  | 1405.3 | 0 | 0 | 0 | 0 | 0 | 0 | 0 | 0 | 0 | 0 | 0 | FALSE | KJFK | 2019-02-21 16:27 | 1 |  | www.prattindustries.com | Manufacturing |  |  |  | Consolidated Edison |  | J - New York City
293 | Woodcrest | 322 Wood Rd |  | Libson | NY | 13658 |  |  | 450 | 0 | 0 | 0 | 0 | 0 | 0 | 0 | 0 | 0 | 0 | 0 | FALSE | KMSS | 2019-06-21 17:27 | 1 |  |  | Agricultural | Dairy |  |  | National Grid - Upstate NY (Niagara Mohawk) | National Grid - Upstate NY (Niagara Mohawk) | E - Mohawk Valley
294 | Regeneron Pharmaceuticals, Inc | 777 Old Saw Mill River Rd |  | Tarrytown | NY | 10591 |  |  | 544.635 | 0 | 0 | 0 | 0 | 0 | 0 | 0 | 0 | 0 | 0 | 0 | FALSE | KHPN | 2019-02-21 16:27 | 1 |  | http://www.regeneron.com/ | Manufacturing | Miscellaneous |  |  | Consolidated Edison |  | I - Dunwoodie
296 | Diamond Nyack | 100 Brook Hill Dr |  | West Nyack | NY | 10994 |  |  | 2497.36 | 0 | 0 | 0 | 0 | 0 | 0 | 0 | 0 | 0 | 0 | 0 | FALSE | KHPN | 2019-02-21 16:27 | 1 |  | www.cambridge.org | Manufacturing |  |  |  | Orange and Rockland Utilities |  | G - Hudson Valley
297 | Target Schenectady | 428 Balltown Rd |  | Schenectady | NY | 12304 |  |  | 471.835 | 0 | 0 | 0 | 0 | 0 | 0 | 0 | 0 | 0 | 0 | 0 | FALSE | KALB | 2019-02-21 16:27 | 1 |  | www.target.com | Mercantile (Retail Other Than Malls) | Retail Store |  |  | National Grid - Upstate NY (Niagara Mohawk) |  | F - Capital
298 | Center Line Studios | 112 Forge Hill Rd |  | New Windsor | NY | 12553 |  |  | 300.12 | 0 | 0 | 0 | 0 | 0 | 0 | 0 | 0 | 0 | 0 | 0 | FALSE | KSWF | 2019-02-21 16:28 | 1 |  | http://www.centerlinestudios.com/ | Manufacturing |  |  |  | New York State Electric and Gas | New York State Electric and Gas | G - Hudson Valley
299 | HHCSD - Frank G. Lindsey Elementary School | 57 Trolley Rd |  | Montrose | NY | 10548 |  |  | 166.32 | 0 | 0 | 0 | 0 | 0 | 0 | 0 | 0 | 0 | 0 | 0 | FALSE | KPOU | 2019-02-21 16:28 | 1 |  | http://www.henhudschools.org/fgl.cfm | Education | Elementary or Middle School |  |  | Consolidated Edison |  | H - Millwood
300 | HHCSD - Blue Mountain Middle School | 7 Furnace Woods Rd |  | Cortlandt Manor | NY | 10567 |  |  | 148.5 | 0 | 0 | 0 | 0 | 0 | 0 | 0 | 0 | 0 | 0 | 0 | FALSE | KPOU | 2019-02-21 16:28 | 1 |  |  | Education | Elementary or Middle School |  |  | Consolidated Edison |  | H - Millwood
301 | Oneida County Public Safety Complex | 6065 Judd Rd |  | Oriskany | NY | 13424 |  |  | 75 | 523 | 0 | 0 | 0 | 0 | 0 | 0 | 0 | 0 | 0 | 0 | FALSE | KRME | 2019-02-21 16:28 | 1 |  | http://oneidacountysheriff.us/default.aspx | Public Order and Safety | Jail, Reformatory, or Penitentiary |  |  | National Grid - Upstate NY (Niagara Mohawk) | National Grid - Upstate NY (Niagara Mohawk) | E - Mohawk Valley
302 | Wegmans - 1885 Chili Avenue | 1885 Chili Ave |  | Rochester | NY | 14624 |  |  | 260.19 | 0 | 0 | 0 | 0 | 0 | 0 | 0 | 0 | 0 | 0 | 0 | FALSE | KROC | 2019-02-21 16:28 | 1 |  |  | Food Sales | Grocery Store or Food Market |  |  | Rochester Gas and Electric |  | B - Genessee
303 | Wegmans - 300 Market Street | 300 Market St |  | Rochester | NY | 14624 |  |  | 421.8 | 0 | 0 | 0 | 0 | 0 | 0 | 0 | 0 | 0 | 0 | 0 | FALSE | KROC | 2019-02-21 16:28 | 1 |  |  | Food Sales | Grocery Store or Food Market |  |  | Rochester Gas and Electric |  | B - Genessee
304 | Shore View Nursing & Rehabilitation Center | 2865 Brighton 3rd St |  | Brooklyn | NY | 11235 |  |  | 100 | 700 | 0 | 0 | 0 | 0 | 0 | 0 | 0 | 0 | 0 | 0 | FALSE | KJFK | 2019-02-21 16:28 | 1 |  | http://shvnrc.com/ | Lodging | Nursing Home, Assisted Living, or Other Residential Care |  |  | Consolidated Edison | National Grid - NYC (Brooklyn Union) | J - New York City
305 | Hazel Towers | 1730 Mulford Ave |  | Bronx | NY | 10461 |  |  | 120 | 0 | 0 | 0 | 0 | 0 | 0 | 0 | 0 | 0 | 0 | 0 | TRUE | KLGA | 2019-02-21 16:04 | 1 |  |  | Residential | Multifamily |  |  | Consolidated Edison | Consolidated Edison | J - New York City
306 | HHCSD - Furnace Woods Elementary School | 239 Watch Hill Rd |  | Cortlandt Manor | NY | 10567 |  |  | 196.02 | 0 | 0 | 0 | 0 | 0 | 0 | 0 | 0 | 0 | 0 | 0 | FALSE | KPOU | 2019-02-21 16:28 | 1 |  | http://www.henhudschools.org/fw.cfm | Education | Elementary or Middle School |  |  | Consolidated Edison |  | H - Millwood
307 | AVA High Line | 525 W 28th St |  | New York | NY | 10001 |  |  | 320 | 1656 | 0 | 0 | 0 | 0 | 0 | 0 | 0 | 0 | 0 | 0 | TRUE | KNYC | 2019-02-21 16:28 | 1 | Avalon Bay | https://www.avaloncommunities.com/new-york/new-york-city-apartments/ava-high-line | Residential | Multifamily |  | 405 | Consolidated Edison | Consolidated Edison | J - New York City
308 | The Lara | 113 Nassau St |  | New York | NY | 10038 |  |  | 150 | 1046 | 0 | 0 | 0 | 0 | 0 | 0 | 0 | 0 | 0 | 0 | FALSE | KJFK | 2019-02-21 16:28 | 1 | 113 Nassau Street, 21 Ann Street | http://thelaranyc.com/ | Residential | Multifamily |  |  | Consolidated Edison | Consolidated Edison | J - New York City
309 | Cornell University New York State Agricultural Experiment Station (NYSAES) | 3425 Sutton Rd |  | Geneva | NY | 14456 |  |  | 2827.2 | 0 | 0 | 0 | 0 | 0 | 0 | 0 | 0 | 0 | 0 | 0 | FALSE | KROC | 2019-02-21 16:29 | 1 | Sutton Road Solar Farm |  | Education | College or University |  |  | New York State Electric and Gas |  | C - Central
310 | City of Schenectady City Reservoir | 1134 Balltown Rd |  | Schenectady | NY | 12309 |  |  | 711.815 | 0 | 0 | 0 | 0 | 0 | 0 | 0 | 0 | 0 | 0 | 0 | FALSE | KALB | 2019-02-21 16:29 | 1 |  |  | Utilities Water and Waste Management | Water Services |  |  | National Grid - Upstate NY (Niagara Mohawk) |  | F - Capital
311 | Montrose FDR Veterans Administration | 2094 Albany Post Rd |  | Montrose | NY | 10548 |  |  | 493 | 0 | 0 | 0 | 0 | 0 | 0 | 0 | 0 | 0 | 0 | 0 | FALSE | KHPN | 2019-02-21 16:29 | 1 |  | http://www.hudsonvalley.va.gov/locations/directions.asp | Health Care (Inpatient) | Hospital |  |  | Consolidated Edison |  | H - Millwood
312 | Gallagher Bus Service Corp | 200 Leprechaun Ln |  | New Windsor | NY | 12553 |  |  | 253.26 | 0 | 0 | 0 | 0 | 0 | 0 | 0 | 0 | 0 | 0 | 0 | FALSE | KSWF | 2019-02-21 16:29 | 1 |  | http://www.leprechaunlines.com/ | Warehouse and Storage | Vehicle Storage/Maintenance |  |  | Central Hudson Gas and Electric |  | G - Hudson Valley
313 | Lincoln Towers Apartments V | 205 West End Ave |  | New York | NY | 10023 |  |  | 200 | 1400 | 0 | 0 | 0 | 0 | 0 | 0 | 0 | 0 | 0 | 0 | TRUE | KNYC | 2019-06-20 18:25 | 1 | 205 West End Ave | http://www.205westend.com/ | Residential | Multifamily |  |  | Consolidated Edison | Consolidated Edison | J - New York City
314 | Dorado Apartments | 160 Warburton Ave |  | Yonkers | NY | 10701 |  |  | 75 | 523 | 0 | 0 | 0 | 0 | 0 | 0 | 0 | 0 | 0 | 0 | TRUE | KNYC | 2019-02-21 16:29 | 1 |  | http://www.doradoapartmentsbc.com/ | Residential | Multifamily |  |  | Consolidated Edison | Consolidated Edison | I - Dunwoodie
315 | Johnson Brother Lumber - Madison County Landfill | 6663 Buyea Rd |  | Canastota | NY | 13032 |  |  | 1600 | 0 | 0 | 0 | 0 | 0 | 0 | 0 | 0 | 0 | 0 | 0 | FALSE | KSYR | 2019-02-21 16:29 | 1 |  | http://www.johnsonbrotherslumber.com/ | Manufacturing | Wood Products |  |  | National Grid - Upstate NY (Niagara Mohawk) | National Grid - Upstate NY (Niagara Mohawk) | C - Central
316 | Tudor Gardens | 2 Tudor City Pl |  | New York | NY | 10017 |  |  | 150 | 0 | 0 | 0 | 0 | 0 | 0 | 0 | 0 | 0 | 0 | 0 | FALSE | KJFK | 2019-02-21 16:03 | 1 |  | http://www.2tudor.com/index.html | Residential | Multifamily |  |  | Consolidated Edison | Consolidated Edison | J - New York City
317 | Hayden on the Hudson | 4455 Douglas Ave |  | Bronx | NY | 10471 |  |  | 100 | 642 | 0 | 0 | 0 | 0 | 0 | 0 | 0 | 0 | 0 | 0 | TRUE | KLGA | 2019-02-21 16:29 | 1 |  |  | Residential | Multifamily |  |  | Consolidated Edison | Consolidated Edison | J - New York City
318 | Target Rensselaer | 625 3rd Ave Ext |  | Rensselaer | NY | 12144 |  |  | 442.68 | 0 | 0 | 0 | 0 | 0 | 0 | 0 | 0 | 0 | 0 | 0 | FALSE | KALB | 2019-02-21 16:29 | 1 |  | www.target.com | Mercantile (Retail Other Than Malls) | Retail Store |  |  | National Grid - Upstate NY (Niagara Mohawk) | National Grid - Upstate NY (Niagara Mohawk) | F - Capital
319 | Target Queensbury | 578 Aviation Rd |  | Queensbury | NY | 12804 |  |  | 442.68 | 0 | 0 | 0 | 0 | 0 | 0 | 0 | 0 | 0 | 0 | 0 | FALSE | KALB | 2019-02-21 16:29 | 1 |  | www.target.com | Mercantile (Retail Other Than Malls) | Retail Store |  |  | National Grid - Upstate NY (Niagara Mohawk) | National Grid - Upstate NY (Niagara Mohawk) | F - Capital
320 | Target Liverpool | 3857 NY-31 |  | Liverpool | NY | 13090 |  |  | 442.68 | 0 | 0 | 0 | 0 | 0 | 0 | 0 | 0 | 0 | 0 | 0 | FALSE | KSYR | 2019-02-21 16:30 | 1 |  | www.target.com | Mercantile (Retail Other Than Malls) | Retail Store |  |  | National Grid - Upstate NY (Niagara Mohawk) | National Grid - Upstate NY (Niagara Mohawk) | C - Central
321 | Target Depew | 4920 Transit Rd |  | Depew | NY | 14043 |  |  | 442.68 | 0 | 0 | 0 | 0 | 0 | 0 | 0 | 0 | 0 | 0 | 0 | FALSE | KBUF | 2019-02-21 16:30 | 1 |  | www.target.com | Mercantile (Retail Other Than Malls) | Retail Store |  |  | New York State Electric and Gas | New York State Electric and Gas | A - West
322 | Target Colonie | 1440 Central Ave |  | Colonie | NY | 12205 |  |  | 405.8 | 0 | 0 | 0 | 0 | 0 | 0 | 0 | 0 | 0 | 0 | 0 | FALSE | KALB | 2019-02-21 16:30 | 1 |  | www.target.com | Mercantile (Retail Other Than Malls) | Retail Store |  |  | National Grid - Upstate NY (Niagara Mohawk) | National Grid - Upstate NY (Niagara Mohawk) | F - Capital
323 | Target Vestal | 3112 Vestal Pkwy E |  | Vestal | NY | 13850 |  |  | 449.82 | 0 | 0 | 0 | 0 | 0 | 0 | 0 | 0 | 0 | 0 | 0 | FALSE | KBGM | 2019-02-21 16:30 | 1 |  | www.target.com | Mercantile (Retail Other Than Malls) | Retail Store |  |  | New York State Electric and Gas | New York State Electric and Gas | C - Central
324 | SUNY Polytechnic Institute CNSE | 257 Fuller Rd |  | Albany | NY | 12203 |  |  | 100 | 0 | 0 | 0 | 0 | 0 | 0 | 0 | 0 | 0 | 0 | 0 | FALSE | KALB | 2019-02-21 16:30 | 1 |  | http://www.sunycnse.com/Home.aspx | Education | College or University | 230000 |  | National Grid - Upstate NY (Niagara Mohawk) | National Grid - Upstate NY (Niagara Mohawk) | F - Capital
325 | West 96th | 750 Columbus Ave |  | New York | NY | 10025 |  |  | 75 | 523 | 0 | 0 | 0 | 0 | 0 | 0 | 0 | 0 | 0 | 0 | TRUE | KNYC | 2019-02-21 16:30 | 1 | West 96th Apartments | http://www.equityapartments.com/new-york-city/upper-west-side/west-96th-apartments | Residential | Multifamily |  |  | Consolidated Edison | Consolidated Edison | J - New York City
326 | Town of Walworth Solar Farm | 3600 Lorraine Dr |  | Walworth | NY | 14568 |  |  | 1562 | 0 | 0 | 0 | 0 | 0 | 0 | 0 | 0 | 0 | 0 | 0 | FALSE | KROC | 2019-02-21 16:30 | 1 |  | http://www.townofwalworthny.gov/ | Offsite Resource | Solar Farm |  |  | Rochester Gas and Electric |  | B - Genessee
327 | Hollingsworth and Vose | 297 Old Schyllerville Rd |  | Easton | NY | 12834 |  |  | 2604.62 | 0 | 0 | 0 | 0 | 0 | 0 | 0 | 0 | 0 | 0 | 0 | FALSE | KALB | 2021-03-05 14:54 | 1 |  |  | Offsite Resource | Solar Farm |  |  | National Grid - Upstate NY (Niagara Mohawk) |  | F - Capital
328 | Citylights at Queens Landing | 4-74 48th Ave |  | Long Island City | NY | 11109 |  |  | 150 | 1046 | 0 | 0 | 0 | 0 | 0 | 0 | 0 | 0 | 0 | 0 | FALSE | KLGA | 2019-02-21 16:52 | 2 | Citylights |  | Residential | Multifamily |  |  | Consolidated Edison | Consolidated Edison | J - New York City
330 | Wegmans - 745 Calkins Road | 745 Calkins Rd |  | Rochester | NY | 14623 |  |  | 325 | 0 | 0 | 0 | 0 | 0 | 0 | 0 | 0 | 0 | 0 | 0 | FALSE | KROC | 2019-02-21 16:30 | 1 |  |  | Food Sales | Grocery Store or Food Market |  |  | Rochester Gas and Electric |  | B - Genessee
331 | Gramercy House | 235 E 22nd St |  | New York | NY | 10010 |  |  | 150 | 1046 | 0 | 0 | 0 | 0 | 0 | 0 | 0 | 0 | 0 | 0 | TRUE | KNYC | 2019-02-21 16:31 | 1 |  |  | Residential | Multifamily |  |  | Consolidated Edison | Consolidated Edison | J - New York City
332 | QLIC | 41-42 24th St |  | Long Island City | NY | 11101 |  |  | 150 | 1046 | 0 | 0 | 0 | 0 | 0 | 0 | 0 | 0 | 0 | 0 | TRUE | KNYC | 2019-02-21 16:31 | 1 | The Q | http://qlic.com/ | Residential | Multifamily |  |  | Consolidated Edison | Consolidated Edison | J - New York City
333 | Onondaga County - Metro Water Board | 4170 NY-31 |  | Clay | NY | 13041 |  |  | 1362.13 | 0 | 0 | 0 | 0 | 0 | 0 | 0 | 0 | 0 | 0 | 0 | FALSE | KSYR | 2019-02-21 16:31 | 1 |  | http://www.ongov.net/mwb/ | Utilities Water and Waste Management | Water Services |  |  | National Grid - Upstate NY (Niagara Mohawk) |  | C - Central
334 | Wegmans - 500 South Meadow Street | 500 South Meadow St |  | Ithaca | NY | 14850 |  |  | 623 | 0 | 0 | 0 | 0 | 0 | 0 | 0 | 0 | 0 | 0 | 0 | FALSE | KITH | 2019-02-21 16:31 | 1 |  | http://www.wegmans.com | Food Sales | Grocery Store or Food Market |  |  | New York State Electric and Gas |  | C - Central
336 | Walmart 4597 | 886 Niagara Falls Blvd |  | North Tonawanda | NY | 14120 |  |  | 343.2 | 0 | 0 | 0 | 0 | 0 | 0 | 0 | 0 | 0 | 0 | 0 | FALSE | KBUF | 2019-02-21 16:31 | 1 |  | http://www.walmart.com/store/4597 | Mercantile (Retail Other Than Malls) | Retail Store |  |  | National Grid - Upstate NY (Niagara Mohawk) |  | A - West
337 | New York City School R069 | 144 Keating Pl |  | Staten Island | NY | 10314 |  |  | 203.13 | 0 | 0 | 0 | 0 | 0 | 0 | 0 | 0 | 0 | 0 | 0 | FALSE | KLGA | 2019-02-21 16:31 | 1 |  |  | Education |  |  |  | Consolidated Edison |  | J - New York City
338 | New York City School K505 | 5800 20th Ave |  | Brooklyn | NY | 11204 |  |  | 362.3 | 0 | 0 | 0 | 0 | 0 | 0 | 0 | 0 | 0 | 0 | 0 | FALSE | KLGA | 2019-02-21 16:31 | 1 |  |  | Education |  |  |  | Consolidated Edison |  | J - New York City
343 | Staten Island Mall | 2655 Richmond Ave |  | Staten Island | NY | 10314 |  |  | 1091.2 | 0 | 0 | 0 | 0 | 0 | 0 | 0 | 0 | 0 | 0 | 0 | FALSE | KJFK | 2019-02-21 17:43 | 7 |  | https://www.statenislandmall.com/en.html | Mercantile (Enclosed and Strip Malls) | Enclosed Mall |  |  | Consolidated Edison |  | J - New York City
344 | New York City School K455 | 1700 Fulton St |  | Brooklyn | NY | 11213 |  |  | 505.08 | 0 | 0 | 0 | 0 | 0 | 0 | 0 | 0 | 0 | 0 | 0 | FALSE | KLGA | 2019-02-21 16:32 | 1 |  |  | Education |  |  |  | Consolidated Edison |  | J - New York City
345 | New York City School K224 | 755 Wortman Ave |  | Brooklyn | NY | 11208 |  |  | 98.82 | 0 | 0 | 0 | 0 | 0 | 0 | 0 | 0 | 0 | 0 | 0 | FALSE | KLGA | 2019-02-21 16:32 | 1 |  |  | Education |  |  |  | Consolidated Edison |  | J - New York City
346 | Sea Rise 1 | 3405 Neptune Ave |  | Brooklyn | NY | 11224 |  |  | 120 | 980 | 0 | 0 | 0 | 0 | 0 | 0 | 0 | 0 | 0 | 0 | TRUE | KJFK | 2019-02-21 17:37 | 2 | Grenadier Realty - AAF Sea Rise 1 |  | Residential | Multifamily |  |  | Consolidated Edison | National Grid - Long Island (KeySpan East) | J - New York City
347 | New York City School K278 | 1925 Stuart St |  | Brooklyn | NY | 11229 |  |  | 120.78 | 0 | 0 | 0 | 0 | 0 | 0 | 0 | 0 | 0 | 0 | 0 | FALSE | KLGA | 2019-02-21 16:32 | 1 |  |  | Education |  |  |  | Consolidated Edison |  | J - New York City
348 | New York City School K302 | 350 Linwood St |  | Brooklyn | NY | 11208 |  |  | 137.25 | 0 | 0 | 0 | 0 | 0 | 0 | 0 | 0 | 0 | 0 | 0 | FALSE | KLGA | 2019-02-21 16:32 | 1 |  |  | Education |  |  |  | Consolidated Edison |  | J - New York City
349 | New York City School K324 | 800 Gates Ave |  | Brooklyn | NY | 11221 |  |  | 120.8 | 0 | 0 | 0 | 0 | 0 | 0 | 0 | 0 | 0 | 0 | 0 | FALSE | KLGA | 2019-02-21 16:32 | 1 |  |  | Education |  |  |  | Consolidated Edison |  | J - New York City
350 | New York City School K380 | 370 Marcy Ave |  | Brooklyn | NY | 11206 |  |  | 104.31 | 0 | 0 | 0 | 0 | 0 | 0 | 0 | 0 | 0 | 0 | 0 | FALSE | KLGA | 2019-02-21 16:32 | 1 |  |  | Education |  |  |  | Consolidated Edison |  | J - New York City
351 | New York City School M070 | 333 W 17th St |  | Manhattan | NY | 10011 |  |  | 159.21 | 0 | 0 | 0 | 0 | 0 | 0 | 0 | 0 | 0 | 0 | 0 | FALSE | KLGA | 2019-02-21 16:32 | 1 |  |  | Education |  |  |  | Consolidated Edison |  | J - New York City
352 | New York City School X425 | 800 East Gun Hill Rd |  | Bronx | NY | 10467 |  |  | 131.76 | 0 | 0 | 0 | 0 | 0 | 0 | 0 | 0 | 0 | 0 | 0 | FALSE | KLGA | 2019-02-21 16:32 | 1 |  |  | Education |  |  |  | Consolidated Edison |  | J - New York City
355 | New York City School Q505 | 86-15 Parsons Blvd |  | Queens | NY | 11432 |  |  | 367.83 | 0 | 0 | 0 | 0 | 0 | 0 | 0 | 0 | 0 | 0 | 0 | FALSE | KLGA | 2019-02-21 16:32 | 1 |  |  | Education |  |  |  | Consolidated Edison |  | J - New York City
356 | New York City School R445 | 85 St Joseph's Ave |  | Staten Island | NY | 10302 |  |  | 120.78 | 0 | 0 | 0 | 0 | 0 | 0 | 0 | 0 | 0 | 0 | 0 | FALSE | KLGA | 2019-02-21 16:32 | 1 |  |  | Education |  |  |  | Consolidated Edison |  | J - New York City
358 | New York City School R455 | 100 Luten Ave |  | Staten Island | NY | 10312 |  |  | 532.53 | 0 | 0 | 0 | 0 | 0 | 0 | 0 | 0 | 0 | 0 | 0 | FALSE | KLGA | 2019-02-21 16:32 | 1 |  |  | Education |  |  |  | Consolidated Edison |  | J - New York City
359 | New York City School X131 | 885 Bolton Ave |  | Bronx | NY | 10473 |  |  | 200.08 | 0 | 0 | 0 | 0 | 0 | 0 | 0 | 0 | 0 | 0 | 0 | FALSE | KLGA | 2019-02-21 16:33 | 1 |  |  | Education |  |  |  | Consolidated Edison |  | J - New York City
360 | New York City School X144 | 2545 Gunther Ave |  | Bronx | NY | 10469 |  |  | 192.15 | 0 | 0 | 0 | 0 | 0 | 0 | 0 | 0 | 0 | 0 | 0 | FALSE | KLGA | 2019-02-21 16:33 | 1 |  |  | Education |  |  |  | Consolidated Edison |  | J - New York City
361 | New York City School X192 | 650 Hollywood Ave |  | Bronx | NY | 10465 |  |  | 137.25 | 0 | 0 | 0 | 0 | 0 | 0 | 0 | 0 | 0 | 0 | 0 | FALSE | KLGA | 2019-02-21 16:33 | 1 |  |  | Education |  |  |  | Consolidated Edison |  | J - New York City
362 | Southport LLC | 501 Industry Rd |  | Staten Island | NY | 10314 |  |  | 234.93 | 0 | 0 | 0 | 0 | 0 | 0 | 0 | 0 | 0 | 0 | 0 | FALSE | KJFK | 2019-02-21 16:33 | 1 |  |  | Public Assembly | Recreation |  |  | Consolidated Edison |  | J - New York City
363 | Walmart 4570 | 7500 Route 209 |  | Napanoch | NY | 12458 |  |  | 377.52 | 0 | 0 | 0 | 0 | 0 | 0 | 0 | 0 | 0 | 0 | 0 | FALSE | KPOU | 2019-02-21 16:33 | 1 |  | http://www.walmart.com/store/4570/whats-new | Mercantile (Retail Other Than Malls) | Retail Store |  |  | Central Hudson Gas and Electric |  | G - Hudson Valley
364 | Walmart 4403 | 24 Quaker Ridge Blvd |  | Queensbury | NY | 12804 |  |  | 346.32 | 0 | 0 | 0 | 0 | 0 | 0 | 0 | 0 | 0 | 0 | 0 | FALSE | KALB | 2019-02-21 16:33 | 1 |  | http://www.walmart.com/store/4403/whats-new | Mercantile (Retail Other Than Malls) | Retail Store |  |  | National Grid - Upstate NY (Niagara Mohawk) |  | F - Capital
365 | General Motors GM Component Holding, LLC | 1000 Lexington Ave |  | Rochester | NY | 14606 |  |  | 465.31 | 0 | 0 | 0 | 0 | 0 | 0 | 0 | 0 | 0 | 0 | 0 | FALSE | KROC | 2019-02-21 16:33 | 1 |  | http://www.gm.com/index.html | Manufacturing | Transportation Equipment |  |  | Rochester Gas and Electric |  | B - Genessee
366 | Stewart's Shops Corporation - Halfmoon | 201 Cary Rd |  | Mechanicville | NY | 12118 |  |  | 1852.5 | 0 | 0 | 0 | 0 | 0 | 0 | 0 | 0 | 0 | 0 | 0 | FALSE | KALB | 2019-02-21 16:52 | 2 |  |  | Offsite Resource | Solar Farm |  |  | New York State Electric and Gas |  | F - Capital
367 | Binghamton City School District | 1123 Vestal Ave |  | Binghamton | NY | 13903 |  |  | 372.1 | 0 | 0 | 0 | 0 | 0 | 0 | 0 | 0 | 0 | 0 | 0 | FALSE | KBGM | 2019-02-21 16:33 | 1 |  | http://www.binghamtonschools.org/ | Education | Elementary or Middle School |  |  | New York State Electric and Gas |  | C - Central
369 | Monroe Cable Company | 35 Commercial Ave |  | Middletown | NY | 10941 |  |  | 989.725 | 0 | 0 | 0 | 0 | 0 | 0 | 0 | 0 | 0 | 0 | 0 | FALSE | KPOU | 2019-02-21 16:33 | 1 |  | http://www.monroecableusa.com/ | Manufacturing |  |  |  | Orange and Rockland Utilities |  | G - Hudson Valley
370 | Avon School District | 245 Clinton St |  | Avon | NY | 14414 |  |  | 1510 | 0 | 0 | 0 | 0 | 0 | 0 | 0 | 0 | 0 | 0 | 0 | FALSE | KROC | 2019-02-21 16:34 | 1 |  |  | Education |  |  |  | National Grid - Upstate NY (Niagara Mohawk) |  | A - West
371 | HHCSD - Buchanan Elementary School | 160 Westchester Ave |  | Buchanan | NY | 10511 |  |  | 184.14 | 0 | 0 | 0 | 0 | 0 | 0 | 0 | 0 | 0 | 0 | 0 | FALSE | KPOU | 2019-02-21 16:34 | 1 |  | http://www.henhudschools.org/ | Education | Elementary or Middle School |  |  | Consolidated Edison |  | H - Millwood
372 | HHCSD - Hendrick Hudson High School | 2166 Albany Post Rd |  | Montrose | NY | 10548 |  |  | 106.92 | 0 | 0 | 0 | 0 | 0 | 0 | 0 | 0 | 0 | 0 | 0 | FALSE | KPOU | 2019-02-21 16:34 | 1 |  | http://www.henhudschools.org/ | Education | High School |  |  | Consolidated Edison |  | H - Millwood
373 | Photonics Industries, Inc. | 1800 Ocean Ave |  | Ronkonkoma | NY | 11779 |  |  | 345.96 | 0 | 0 | 0 | 0 | 0 | 0 | 0 | 0 | 0 | 0 | 0 | FALSE | KISP | 2019-02-21 16:34 | 1 |  | http://photonix.com/ | Manufacturing |  |  |  | Long Island Power Authority (PSEG-LI) |  | K - Long Island
374 | Hotel Belleclaire | 250 West 77th St |  | New York | NY | 10024 |  |  | 100 | 700 | 0 | 0 | 0 | 0 | 0 | 0 | 0 | 0 | 0 | 0 | TRUE | KNYC | 2019-02-21 16:34 | 1 |  | www.hotelbelleclaire.com | Lodging | Hotel |  |  | Consolidated Edison | Consolidated Edison | J - New York City
376 | Tannery Road Solar | 7776 Tannery Rd |  | Rome | NY | 13440 |  |  | 2800.98 | 0 | 0 | 0 | 0 | 0 | 0 | 0 | 0 | 0 | 0 | 0 | FALSE | KSYR | 2019-02-21 16:34 | 1 |  |  | Offsite Resource | Solar Farm |  |  | National Grid - Upstate NY (Niagara Mohawk) |  | E - Mohawk Valley
377 | Target Monroe | 128 Bailey Farm Rd |  | Monroe | NY | 10950 |  |  | 456.96 | 0 | 0 | 0 | 0 | 0 | 0 | 0 | 0 | 0 | 0 | 0 | FALSE | KPOU | 2019-02-21 16:34 | 1 |  | http://www.target.com/sl/monroe/2024 | Mercantile (Retail Other Than Malls) | Retail Store |  |  | Orange and Rockland Utilities |  | G - Hudson Valley
379 | Target Newburgh | 50 NY-17K |  | Newburgh | NY | 12550 |  |  | 412.35 | 0 | 0 | 0 | 0 | 0 | 0 | 0 | 0 | 0 | 0 | 0 | FALSE | KPOU | 2019-02-21 16:34 | 1 |  | http://www.target.com/sl/newburgh/2076 | Mercantile (Retail Other Than Malls) | Retail Store |  |  | Central Hudson Gas and Electric |  | G - Hudson Valley
381 | The Beresford | 211 Central Park West |  | New York | NY | 10024 |  |  | 75 | 523 | 0 | 0 | 0 | 0 | 0 | 0 | 0 | 0 | 0 | 0 | TRUE | KNYC | 2019-02-21 16:34 | 1 |  |  | Residential | Multifamily |  |  | Consolidated Edison | Consolidated Edison | J - New York City
382 | The St Tropez | 340 E 64th St |  | New York | NY | 10065 |  |  | 200 | 1400 | 0 | 0 | 0 | 0 | 0 | 0 | 0 | 0 | 0 | 0 | TRUE | KNYC | 2019-02-21 16:35 | 1 |  |  | Residential | Multifamily |  |  | Consolidated Edison | Consolidated Edison | J - New York City
383 | Oneida West | 6575 Sutliff Rd |  | Rome | NY | 13492 |  |  | 2593.35 | 0 | 0 | 0 | 0 | 0 | 0 | 0 | 0 | 0 | 0 | 0 | FALSE | KSYR | 2019-02-21 16:35 | 1 |  |  | Offsite Resource | Solar Farm |  |  | National Grid - Upstate NY (Niagara Mohawk) |  | E - Mohawk Valley
384 | Bethlehem East | 253-A Bridge St |  | Selkirk | NY | 12158 |  |  | 2445 | 0 | 0 | 0 | 0 | 0 | 0 | 0 | 0 | 0 | 0 | 0 | FALSE | KALB | 2019-02-21 16:35 | 1 |  |  | Offsite Resource | Solar Farm |  |  | National Grid - Upstate NY (Niagara Mohawk) |  | F - Capital
385 | Jacksonville Road Solar | 7107 Jacksonville Rd |  | Trumansburg | NY | 14886 |  |  | 858.06 | 0 | 0 | 0 | 0 | 0 | 0 | 0 | 0 | 0 | 0 | 0 | FALSE | KITH | 2019-03-05 15:28 | 2 | Renovus Solar |  | Offsite Resource | Solar Farm |  |  | New York State Electric and Gas |  | C - Central
386 | Bethlehem West | 253-B Bridge St |  | Selkirk | NY | 12158 |  |  | 1308 | 0 | 0 | 0 | 0 | 0 | 0 | 0 | 0 | 0 | 0 | 0 | FALSE | KALB | 2019-02-21 16:35 | 1 |  |  | Offsite Resource | Solar Farm |  |  | National Grid - Upstate NY (Niagara Mohawk) |  | F - Capital
387 | New York City School R075 | 445 Huguenot Ave |  | Staten Island | NY | 10312 |  |  | 129.68 | 0 | 0 | 0 | 0 | 0 | 0 | 0 | 0 | 0 | 0 | 0 | FALSE | KLGA | 2019-02-21 16:35 | 1 |  |  | Education |  |  |  | Consolidated Edison |  | J - New York City
389 | Gore Mountain Solar 2, LLC | 3400B Co Rd 21 |  | Whitehall | NY | 12887 |  |  | 2804 | 0 | 0 | 0 | 0 | 0 | 0 | 0 | 0 | 0 | 0 | 0 | FALSE | KALB | 2019-02-21 16:35 | 1 |  |  | Offsite Resource | Solar Farm |  |  | National Grid - Upstate NY (Niagara Mohawk) |  | F - Capital
390 | HGS Solar 1, LLC | 3400A Co Rd 21 |  | Whitehall | NY | 12887 |  |  | 2525 | 0 | 0 | 0 | 0 | 0 | 0 | 0 | 0 | 0 | 0 | 0 | FALSE | KALB | 2019-02-21 16:35 | 1 |  |  | Offsite Resource | Solar Farm |  |  | National Grid - Upstate NY (Niagara Mohawk) |  | F - Capital
391 | Aspden Assets, Inc. | 900 Central Park Ave |  | Yonkers | NY | 10704 |  |  | 394.8 | 0 | 0 | 0 | 0 | 0 | 0 | 0 | 0 | 0 | 0 | 0 | FALSE | KLGA | 2019-02-21 16:35 | 1 |  | http://www.smith-cairns.com/ | Mercantile (Retail Other Than Malls) | Dealership or Showroom for Vehicles or Boats |  |  | Consolidated Edison |  | J - New York City
392 | New York City School K515 | 6565 Flatlands Ave |  | Brooklyn | NY | 11236 |  |  | 590.2 | 0 | 0 | 0 | 0 | 0 | 0 | 0 | 0 | 0 | 0 | 0 | FALSE | KLGA | 2019-02-21 16:35 | 1 |  |  | Education |  |  |  | Consolidated Edison |  | J - New York City
393 | New York City School Q072 | 133-25 Guy R. Brewer Blvd |  | Queens | NY | 11434 |  |  | 248.85 | 0 | 0 | 0 | 0 | 0 | 0 | 0 | 0 | 0 | 0 | 0 | FALSE | KLGA | 2019-02-21 16:35 | 1 |  |  | Education |  |  |  | Consolidated Edison |  | J - New York City
394 | New York City School Q226 | 121-10 Rockaway Blvd |  | South Ozone Park | NY | 11420 |  |  | 135.85 | 0 | 0 | 0 | 0 | 0 | 0 | 0 | 0 | 0 | 0 | 0 | FALSE | KLGA | 2019-02-21 16:36 | 1 |  |  | Education |  |  |  | Consolidated Edison |  | J - New York City
395 | New York City School Q237 | 46-21 Colden St |  | Queens | NY | 11355 |  |  | 247 | 0 | 0 | 0 | 0 | 0 | 0 | 0 | 0 | 0 | 0 | 0 | FALSE | KLGA | 2019-02-21 16:36 | 1 |  |  | Education |  |  |  | Consolidated Edison |  | J - New York City
396 | New York City School X184 | 778 Forest Ave |  | Bronx | NY | 10456 |  |  | 248.85 | 0 | 0 | 0 | 0 | 0 | 0 | 0 | 0 | 0 | 0 | 0 | FALSE | KLGA | 2019-02-21 16:36 | 1 |  |  | Education |  |  |  | Consolidated Edison |  | J - New York City
397 | New York City School Q445 | 48-10 31st Ave |  | Long Island City | NY | 11103 |  |  | 199.88 | 0 | 0 | 0 | 0 | 0 | 0 | 0 | 0 | 0 | 0 | 0 | FALSE | KLGA | 2019-02-21 16:36 | 1 |  |  | Education |  |  |  | Consolidated Edison |  | J - New York City
398 | Adelphi University | 1 South Ave |  | Garden City | NY | 11530 |  |  | 1979 | 0 | 0 | 0 | 0 | 0 | 0 | 0 | 0 | 0 | 0 | 0 | FALSE | KLGA | 2019-02-21 16:36 | 1 |  | http://www.adelphi.edu/ | Education | College or University |  |  | National Grid - Upstate NY (Niagara Mohawk) |  | K - Long Island
399 | Target Victor | 7500 Commons Blvd |  | Victor | NY | 14564 |  |  | 418.88 | 0 | 0 | 0 | 0 | 0 | 0 | 0 | 0 | 0 | 0 | 0 | FALSE | KROC | 2019-02-21 16:36 | 1 |  |  | Mercantile (Retail Other Than Malls) | Retail Store |  |  | Rochester Gas and Electric |  | B - Genessee
401 | Brooklyn Navy Yard - Building 293 | 63 Flushing Ave |  | Brooklyn | NY | 11205 |  |  | 992.88 | 0 | 0 | 0 | 0 | 0 | 0 | 0 | 0 | 0 | 0 | 0 | FALSE | KJFK | 2019-02-21 16:36 | 1 |  |  | Manufacturing |  |  |  | Consolidated Edison |  | J - New York City
402 | Union College | 807 Union St |  | Schenectady | NY | 12308 |  |  | 1804 | 0 | 0 | 0 | 0 | 0 | 0 | 0 | 0 | 0 | 0 | 0 | TRUE | KALB | 2019-02-21 16:36 | 1 |  | https://www.union.edu/ | Education | College or University |  |  | Central Hudson Gas and Electric | Central Hudson Gas and Electric | F - Capital
403 | The Westmont | 730 Columbus Ave |  | New York | NY | 10025 |  |  | 75 | 523 | 0 | 0 | 0 | 0 | 0 | 0 | 0 | 0 | 0 | 0 | TRUE | KLGA | 2019-02-21 16:36 | 1 |  | http://www.equityapartments.com/new-york-city/upper-west-side/the-westmont-apartments | Residential | Multifamily |  |  | Consolidated Edison | Consolidated Edison | J - New York City
404 | Oakwood Friends School | 22 Spackenkill Rd |  | Poughkeepsie | NY | 12601 |  |  | 591.5 | 0 | 0 | 0 | 0 | 0 | 0 | 0 | 0 | 0 | 0 | 0 | FALSE | KPOU | 2019-02-21 16:36 | 1 |  | http://www.oakwoodfriends.org/ | Education |  |  |  | Central Hudson Gas and Electric |  | G - Hudson Valley
405 | Parc East Tower | 240 E 27th St |  | New York City | NY | 10016 |  |  | 75 | 523 | 0 | 0 | 0 | 0 | 0 | 0 | 0 | 0 | 0 | 0 | TRUE | KNYC | 2019-02-21 16:37 | 1 | Parc East Apartments | http://www.equityapartments.com/new-york-city/gramercy-park-murray-hill/parc-east-apartments | Residential | Multifamily |  |  | Consolidated Edison | Consolidated Edison | J - New York City
406 | Walmart 1831 | 8770 Dell Center Dr |  | Clay | NY | 13041 |  |  | 265.2 | 0 | 0 | 0 | 0 | 0 | 0 | 0 | 0 | 0 | 0 | 0 | FALSE | KSYR | 2019-02-21 16:37 | 1 |  | https://www.walmart.com/store/1831 | Mercantile (Retail Other Than Malls) | Retail Store |  |  | National Grid - Upstate NY (Niagara Mohawk) |  | C - Central
407 | Lamphear Road - Rome Steel Solar | 6216 Lamphear Rd |  | Rome | NY | 13440 |  |  | 2801.16 | 0 | 0 | 0 | 0 | 0 | 0 | 0 | 0 | 0 | 0 | 0 | FALSE | KSYR | 2019-02-21 16:37 | 1 |  |  | Offsite Resource | Solar Farm |  |  | National Grid - Upstate NY (Niagara Mohawk) |  | E - Mohawk Valley
408 | ESNY-205 Solar Field | 205 Cary Rd |  | Mechanicville | NY | 12218 |  |  | 581.4 | 0 | 0 | 0 | 0 | 0 | 0 | 0 | 0 | 0 | 0 | 0 | FALSE | KALB | 2019-02-21 16:37 | 1 |  |  | Offsite Resource | Solar Farm |  |  | New York State Electric and Gas |  | F - Capital
409 | Town of Wallkill Landfill Project | 200 Banke Rd |  | Wallkill | NY | 12589 |  |  | 2423.52 | 0 | 0 | 0 | 0 | 0 | 0 | 0 | 0 | 0 | 0 | 0 | FALSE | KPOU | 2019-02-21 16:37 | 1 |  |  | Utilities Water and Waste Management | Landfill |  |  | Orange and Rockland Utilities |  | G - Hudson Valley
410 | Great Neck Saw | 165 E 2nd St |  | Mineola | NY | 11501 |  |  | 225.4 | 0 | 0 | 0 | 0 | 0 | 0 | 0 | 0 | 0 | 0 | 0 | FALSE | KJFK | 2019-02-21 16:37 | 1 |  | https://www.greatnecksaw.com/ | Manufacturing |  |  |  | Long Island Power Authority (PSEG-LI) |  | K - Long Island
411 | Hobart William Smith Colleges - State Route 14N | 2742 NY-14 |  | Geneva | NY | 14456 |  |  | 2507.67 | 0 | 0 | 0 | 0 | 0 | 0 | 0 | 0 | 0 | 0 | 0 | FALSE | KSYR | 2021-03-05 15:02 | 1 |  | http://www2.hws.edu/ | Education | College or University |  |  | New York State Electric and Gas |  | B - Genessee
412 | The Petersfield | 301 E 21st St |  | New York | NY | 10010 |  |  | 75 | 523 | 0 | 0 | 0 | 0 | 0 | 0 | 0 | 0 | 0 | 0 | FALSE | KNYC | 2019-02-21 16:37 | 1 |  |  | Residential | Multifamily |  |  | Consolidated Edison | Consolidated Edison | J - New York City
413 | Indian River CSD - Intermediate School | 32430 U.S. 11 |  | Philadelphia | NY | 13673 |  |  | 665.28 | 0 | 0 | 0 | 0 | 0 | 0 | 0 | 0 | 0 | 0 | 0 | FALSE | KART | 2019-02-21 16:37 | 1 |  | http://www.ircsd.org/domain/10 | Education | Elementary or Middle School |  |  | National Grid - Upstate NY (Niagara Mohawk) |  | E - Mohawk Valley
414 | Target Fayetteville | 340 Towne Dr |  | Fayetteville | NY | 13066 |  |  | 456.96 | 0 | 0 | 0 | 0 | 0 | 0 | 0 | 0 | 0 | 0 | 0 | FALSE | KSYR | 2019-02-21 16:37 | 1 |  | http://www.target.com/sl/fayetteville/1476 | Mercantile (Retail Other Than Malls) | Retail Store |  |  | National Grid - Upstate NY (Niagara Mohawk) |  | C - Central
415 | Target Elmira | 930 County Rd 64 |  | Elmira | NY | 14903 |  |  | 495.04 | 0 | 0 | 0 | 0 | 0 | 0 | 0 | 0 | 0 | 0 | 0 | FALSE | KITH | 2019-02-21 16:37 | 1 |  | http://www.target.com/sl/big-flats/2158 | Mercantile (Retail Other Than Malls) | Retail Store |  |  | New York State Electric and Gas |  | C - Central
416 | Target Webster | 1050 Ridge Rd |  | Webster | NY | 14580 |  |  | 380.8 | 0 | 0 | 0 | 0 | 0 | 0 | 0 | 0 | 0 | 0 | 0 | FALSE | KROC | 2019-02-21 16:38 | 1 |  | http://www.target.com/sl/webster/2038 | Mercantile (Retail Other Than Malls) | Retail Store |  |  | Rochester Gas and Electric |  | B - Genessee
417 | New Hope View Farm | 5937 U.S. 11 |  | Homer | NY | 13045 |  |  | 370 | 0 | 0 | 0 | 0 | 0 | 0 | 0 | 0 | 0 | 0 | 0 | FALSE | KSYR | 2019-06-21 17:07 | 1 |  |  | Agricultural | Dairy |  |  | National Grid - Upstate NY (Niagara Mohawk) | New York State Electric and Gas | C - Central
420 | SunStream Hudson | 90 Blue Hill Rd |  | Hudson | NY | 12534 |  |  | 5391.36 | 0 | 0 | 0 | 0 | 0 | 0 | 0 | 0 | 0 | 0 | 0 | FALSE | KALB | 2019-02-21 17:43 | 3 |  |  | Offsite Resource | Solar Farm |  |  | National Grid - Upstate NY (Niagara Mohawk) |  | F - Capital
421 | Cornell University Ruminant Center | 644 Daisy Hollow Rd |  | Harford | NY | 13053 |  |  | 2827.2 | 0 | 0 | 0 | 0 | 0 | 0 | 0 | 0 | 0 | 0 | 0 | FALSE | KITH | 2019-02-21 16:38 | 1 | Cornell Harford Solar Farm |  | Education | College or University |  |  | New York State Electric and Gas |  | C - Central
422 | Marcus Garvey Apartments | 353 Chester St |  | Brooklyn | NY | 11212 |  |  | 899.709 | 0 | 300 | 1200 | 0 | 0 | 0 | 0 | 0 | 0 | 0 | 0 | FALSE | KLGA | 2019-04-04 18:53 | 1 | Marcus Garvey Housing Complex | https://www.marcusgarveyapartments.com/ | Residential | Multifamily |  |  | Consolidated Edison | Consolidated Edison | J - New York City
423 | Clifton Park Solar | 219 Vischer Ferry Rd |  | Rexford | NY | 12148 |  |  | 996.48 | 0 | 0 | 0 | 0 | 0 | 0 | 0 | 0 | 0 | 0 | 0 | FALSE | KALB | 2019-02-21 16:38 | 1 |  |  | Utilities Water and Waste Management | Landfill |  |  | National Grid - Upstate NY (Niagara Mohawk) |  | F - Capital
424 | Avalon Fort Greene | 343 Gold St |  | Brooklyn | NY | 11201 |  |  | 200 | 1286.4 | 0 | 0 | 0 | 0 | 0 | 0 | 0 | 0 | 0 | 0 | TRUE | KLGA | 2019-08-14 20:16 | 1 |  | https://www.avaloncommunities.com/new-york/brooklyn-apartments/avalon-fort-greene | Residential | Multifamily |  |  | Consolidated Edison | National Grid - NYC (Brooklyn Union) | J - New York City
425 | Village Mall at Hillcrest Condominiums | 152-18 Union Tpke |  | Flushing | NY | 11367 |  |  | 100 | 642 | 0 | 0 | 0 | 0 | 0 | 0 | 0 | 0 | 0 | 0 | TRUE | KLGA | 2019-02-21 16:38 | 1 | Hillcrest Towers | http://www.villagemallcondos.com/ | Residential | Multifamily |  |  | Consolidated Edison | Consolidated Edison | J - New York City
426 | Canandaigua #1 | 4620 County Rd 46 |  | Canandaigua | NY | 14424 |  |  | 2489.13 | 0 | 0 | 0 | 0 | 0 | 0 | 0 | 0 | 0 | 0 | 0 | FALSE | KROC | 2019-02-21 16:38 | 1 |  |  | Utilities Water and Waste Management | Landfill |  |  | New York State Electric and Gas |  | B - Genessee
427 | Pep Boys Chester | 29 Elizabeth Dr |  | Chester | NY | 10918 |  |  | 2000 | 0 | 0 | 0 | 0 | 0 | 0 | 0 | 0 | 0 | 0 | 0 | FALSE | KSWF | 2019-02-21 16:39 | 1 |  |  | Mercantile (Retail Other Than Malls) | Retail Store |  |  | Orange and Rockland Utilities |  | G - Hudson Valley
430 | Krinos Foods | 1736 Bathgate Ave |  | Bronx | NY | 10457 |  |  | 566 | 0 | 0 | 0 | 0 | 0 | 0 | 0 | 0 | 0 | 0 | 0 | FALSE | KLGA | 2019-02-21 16:39 | 1 |  |  | Warehouse and Storage | Distribution or Shipping Center |  |  | Consolidated Edison |  | J - New York City
431 | Ithaca College | 4380 NY-14A |  | Geneva | NY | 14456 |  |  | 2903.04 | 0 | 0 | 0 | 0 | 0 | 0 | 0 | 0 | 0 | 0 | 0 | FALSE | KROC | 2019-02-21 16:39 | 1 | Interlake |  | Offsite Resource | Solar Farm |  |  | New York State Electric and Gas |  | B - Genessee
434 | Hudson Valley Community College | 80 Vandenburgh Ave |  | Troy | NY | 12180 |  |  | 7845 | 0 | 0 | 0 | 0 | 0 | 0 | 0 | 0 | 0 | 0 | 0 | TRUE | KALB | 2019-02-21 16:04 | 1 |  | https://www.hvcc.edu/index.php | Education | College or University |  |  | National Grid - Upstate NY (Niagara Mohawk) | National Grid - Upstate NY (Niagara Mohawk) | F - Capital
435 | Sheraton New York Hotel and Tower | 811 Seventh Ave |  | New York | NY | 10019 |  |  | 250 | 0 | 0 | 0 | 0 | 0 | 0 | 0 | 0 | 0 | 0 | 0 | FALSE | KJFK | 2019-02-21 16:03 | 1 |  |  | Lodging | Hotel |  |  | Consolidated Edison | Consolidated Edison | J - New York City
438 | SUNY Buffalo | Alumni Arena, Amherst Campus |  | Buffalo | NY | 14260 |  |  | 120 | 0 | 0 | 0 | 0 | 0 | 0 | 0 | 0 | 0 | 0 | 0 | FALSE | KBUF | 2019-02-21 16:04 | 1 |  | http://www.buffalo.edu | Education | College or University |  |  | National Grid - Upstate NY (Niagara Mohawk) | National Fuel Gas Distribution | A - West
439 | Fonda Fultonville CSD | 112 Old Johnstown Rd |  | Fonda | NY | 12068 |  |  | 1336 | 0 | 0 | 0 | 0 | 0 | 0 | 0 | 0 | 0 | 0 | 0 | TRUE | KALB | 2019-02-21 16:04 | 1 |  | http://www.fondafultonvilleschools.org/ | Education |  |  |  | National Grid - Upstate NY (Niagara Mohawk) | National Grid - Upstate NY (Niagara Mohawk) | F - Capital
441 | Rochester International Airport | 1200 Brooks Ave |  | Rochester | NY | 14624 |  |  | 1500 | 0 | 0 | 0 | 0 | 0 | 0 | 0 | 0 | 0 | 0 | 0 | TRUE | KROC | 2019-02-21 16:04 | 1 |  | http://www2.monroecounty.gov/airport-index.php | Public Assembly | Transportation Terminal |  |  | Rochester Gas and Electric | Rochester Gas and Electric | B - Genessee
442 | Corning Glass Works Building | 717 Fifth Ave |  | New York | NY | 10022 |  |  | 1600 | 0 | 0 | 0 | 0 | 0 | 0 | 0 | 0 | 0 | 0 | 0 | FALSE | KJFK | 2019-02-21 16:04 | 1 | Equity Office Properties - 717 5th Ave, Merrill Lynch Financial Center |  | Office | Administrative or Professional Office |  |  | Consolidated Edison | Consolidated Edison | J - New York City
444 | Sheland Farms | 12043 County Rd 79 |  | Adams | NY | 13605 |  |  | 150 | 0 | 0 | 0 | 0 | 0 | 0 | 0 | 0 | 0 | 0 | 0 | FALSE | KSYR | 2019-06-21 17:14 | 1 |  |  | Agricultural | Dairy |  |  | National Grid - Upstate NY (Niagara Mohawk) |  | E - Mohawk Valley
445 | Patterson Farms | 1131 Aurelius/Springport Townline Rd |  | Auburn | NY | 13021 |  |  | 405 | 0 | 0 | 0 | 0 | 0 | 0 | 0 | 0 | 0 | 0 | 0 | FALSE | KSYR | 2019-02-21 16:51 | 2 |  |  | Agricultural | Dairy |  |  | New York State Electric and Gas | New York State Electric and Gas | C - Central
446 | Sunny Knoll Farm | 7429 Burke Hill Rd |  | Perry | NY | 14530 |  |  | 230 | 0 | 0 | 0 | 0 | 0 | 0 | 0 | 0 | 0 | 0 | 0 | FALSE | KROC | 2019-02-21 16:04 | 1 |  |  | Agricultural | Dairy |  |  | New York State Electric and Gas | Rochester Gas and Electric | A - West
456 | Shoprite Supermarket | 1080 McDonald Ave |  | Brooklyn | NY | 11230 |  |  | 140 | 0 | 0 | 0 | 0 | 0 | 0 | 0 | 0 | 0 | 0 | 0 | FALSE | KJFK | 2019-02-21 16:04 | 1 |  | http://www.shoprite.com | Food Sales | Grocery Store or Food Market |  |  | Consolidated Edison | National Grid - Upstate NY (Niagara Mohawk) | J - New York City
457 | Allied Frozen Storage | 4 Owens Rd |  | Brockport | NY | 14420 |  |  | 2500 | 0 | 0 | 0 | 0 | 0 | 0 | 0 | 0 | 0 | 0 | 0 | TRUE | KROC | 2019-02-21 16:08 | 1 |  | http://www.alliedfrozenstorage.com/ | Warehouse and Storage | Refrigerated Warehouse |  |  | National Grid - Upstate NY (Niagara Mohawk) | Rochester Gas and Electric | A - West
467 | Van Blarcom Closures | 156 Sanford St |  | Brooklyn | NY | 11205 |  |  | 1200 | 8784 | 0 | 0 | 0 | 0 | 0 | 0 | 0 | 0 | 0 | 0 | TRUE | KJFK | 2019-02-21 16:40 | 1 |  | http://vbcpkg.com/ | Manufacturing |  |  |  | Consolidated Edison |  | J - New York City
468 | Ronald McDonald House | 405 East 73rd St |  | New York | NY | 10021 |  |  | 250 | 0 | 0 | 0 | 0 | 0 | 0 | 0 | 0 | 0 | 0 | 0 | TRUE | KNYC | 2019-02-21 16:39 | 1 |  | http://www.rmh-newyork.org/ | Lodging | Nursing Home, Assisted Living, or Other Residential Care |  |  | Consolidated Edison | Consolidated Edison | J - New York City
469 | Spellman High Voltage | 475 Wireless Blvd |  | Hauppauge | NY | 11788 |  |  | 471.58 | 0 | 0 | 0 | 0 | 0 | 0 | 0 | 0 | 0 | 0 | 0 | FALSE | KJFK | 2019-02-21 16:39 | 1 |  | http://www.spellmanhv.com/ | Manufacturing |  |  |  | Long Island Power Authority (PSEG-LI) |  | K - Long Island
470 | Gloversville Johnstown WWTP | 191 Union Ave |  | Johnstown | NY | 12095 |  |  | 2190 | 0 | 0 | 0 | 0 | 0 | 0 | 0 | 0 | 0 | 0 | 0 | FALSE | KSYR | 2024-05-19 07:27 | 4 |  |  | Utilities Water and Waste Management | Wastewater Treatment Plant |  |  | National Grid - Upstate NY (Niagara Mohawk) | National Grid - Upstate NY (Niagara Mohawk) | F - Capital
472 | Cornell University Agricultural Experiment Station (CUAES) | 2333-2357 Black Rock Rd |  | Aurora | NY | 13026 |  |  | 5654.4 | 0 | 0 | 0 | 0 | 0 | 0 | 0 | 0 | 0 | 0 | 0 | FALSE | KITH | 2019-02-21 17:43 | 3 | Musgrave Research Farm |  | Education | College or University |  |  | New York State Electric and Gas |  | C - Central
473 | PatterSun Solar 1.3 | 271 Cornwall Hill Rd |  | Patterson | NY | 12563 |  |  | 1368.9 | 0 | 0 | 0 | 0 | 0 | 0 | 0 | 0 | 0 | 0 | 0 | FALSE | KPOU | 2019-02-21 16:39 | 1 |  |  | Utilities Water and Waste Management | Landfill |  |  | New York State Electric and Gas |  | G - Hudson Valley
474 | City of Ogdensburg | 1200 Champlain St |  | Ogdensburg | NY | 13669 |  |  | 1131 | 0 | 0 | 0 | 0 | 0 | 0 | 0 | 0 | 0 | 0 | 0 | FALSE | KOGS | 2019-02-21 16:40 | 1 |  |  | Offsite Resource | Solar Farm |  |  | National Grid - Upstate NY (Niagara Mohawk) |  | E - Mohawk Valley
475 | Roosevelt Terrace | 35 50 85th St |  | Jackson Heights | NY | 11372 |  |  | 100 | 700 | 0 | 0 | 0 | 0 | 0 | 0 | 0 | 0 | 0 | 0 | FALSE | KJFK | 2019-02-21 16:40 | 1 | Roosevelt Terrace Cooperative Inc. |  | Residential | Multifamily |  |  | Consolidated Edison | National Grid - NYC (Brooklyn Union) | J - New York City
476 | Regional Food Bank of NE NY - Cornwall On Hudson | 195 Hudson St |  | Cornwall On Hudson | NY | 12520 |  |  | 261.27 | 0 | 0 | 0 | 0 | 0 | 0 | 0 | 0 | 0 | 0 | 0 | FALSE | KPOU | 2019-02-21 16:40 | 1 |  |  | Warehouse and Storage | Distribution or Shipping Center |  |  | Central Hudson Gas and Electric |  | G - Hudson Valley
477 | Scarborough Manor | 16 Rockledge Ave |  | Ossining | NY | 10562 |  |  | 456.63 | 0 | 0 | 0 | 0 | 0 | 0 | 0 | 0 | 0 | 0 | 0 | FALSE | KPOU | 2019-02-21 16:40 | 1 |  |  | Residential | Multifamily |  |  | Consolidated Edison |  | H - Millwood
478 | Canandaigua #2 | 2970 County Rd 10 |  | Canandaigua | NY | 14424 |  |  | 1627.92 | 0 | 0 | 0 | 0 | 0 | 0 | 0 | 0 | 0 | 0 | 0 | FALSE | KROC | 2019-02-21 16:40 | 1 |  |  | Offsite Resource | Solar Farm |  |  | New York State Electric and Gas |  | B - Genessee
482 | The Times Square | 255 West 43rd St |  | New York | NY | 10036 |  |  | 200 | 1394 | 0 | 0 | 0 | 0 | 0 | 0 | 0 | 0 | 0 | 0 | FALSE | KLGA | 2019-02-21 16:40 | 1 | Times Square Apartments |  | Residential | Multifamily |  |  | Consolidated Edison | Consolidated Edison | J - New York City
483 | The Eldorado | 300 Central Park West |  | New York | NY | 10024 |  |  | 150 | 1046 | 0 | 0 | 0 | 0 | 0 | 0 | 0 | 0 | 0 | 0 | TRUE | KLGA | 2022-05-06 17:42 | 1 |  |  | Residential | Multifamily |  |  | Consolidated Edison | Consolidated Edison | J - New York City
484 | 400 Central Park West | 400 Central Park West |  | New York | NY | 10024 |  |  | 100 | 643 | 0 | 0 | 0 | 0 | 0 | 0 | 0 | 0 | 0 | 0 | TRUE | KLGA | 2019-02-21 16:40 | 1 |  |  | Residential | Multifamily |  |  | Consolidated Edison | Consolidated Edison | J - New York City
485 | Clancy Moving Systems | 2963 NY-22 |  | Patterson | NY | 12563 |  |  | 521.52 | 0 | 0 | 0 | 0 | 0 | 0 | 0 | 0 | 0 | 0 | 0 | FALSE | KPOU | 2019-02-21 16:43 | 1 |  | http://clancymoving.com/ | Warehouse and Storage | Distribution or Shipping Center |  |  | New York State Electric and Gas |  | G - Hudson Valley
486 | Regional Food Bank of NE NY - Latham | 965 Albany Shaker Rd |  | Latham | NY | 12110 |  |  | 589.12 | 0 | 0 | 0 | 0 | 0 | 0 | 0 | 0 | 0 | 0 | 0 | FALSE | KALB | 2019-02-21 16:40 | 1 |  |  | Warehouse and Storage | Distribution or Shipping Center |  |  | National Grid - Upstate NY (Niagara Mohawk) |  | F - Capital
487 | Patrick E Gorman Housing | 1381 Linden Blvd |  | Brooklyn | NY | 11212 |  |  | 200 | 1284 | 0 | 0 | 0 | 0 | 0 | 0 | 0 | 0 | 0 | 0 | TRUE | KJFK | 2019-02-21 16:41 | 1 |  |  | Residential | Multifamily |  |  | Consolidated Edison | National Grid - NYC (Brooklyn Union) | J - New York City
489 | Gateway Center | 501 Gateway Dr |  | Brooklyn | NY | 11239 |  |  | 756 | 0 | 4800 | 16440 | 0 | 0 | 0 | 0 | 0 | 0 | 0 | 0 | FALSE | KLGA | 2020-05-29 21:11 | 4 | Gateway Mall |  | Mercantile (Enclosed and Strip Malls) | Enclosed Mall |  |  | Consolidated Edison |  | J - New York City
490 | Plaza Residences - 23-25 | 25 New Lots Ave |  | Brooklyn | NY | 11212 |  |  | 105 | 606 | 0 | 0 | 0 | 0 | 0 | 0 | 0 | 0 | 0 | 0 | TRUE | KNYC | 2019-02-21 16:41 | 1 |  | http://www.reliantrs.com/Plaza.html | Residential | Multifamily |  |  | Consolidated Edison | National Grid - NYC (Brooklyn Union) | J - New York City
491 | RenovusRock | 5282 Catherine St |  | Millport | NY | 14864 |  |  | 656.64 | 0 | 0 | 0 | 0 | 0 | 0 | 0 | 0 | 0 | 0 | 0 | FALSE | KITH | 2019-02-21 16:41 | 1 |  |  | Offsite Resource | Solar Farm |  |  | New York State Electric and Gas |  | C - Central
492 | Plaza Residences - 250-252 | 37 New Lots Ave |  | Brooklyn | NY | 11212 |  |  | 70 | 404 | 0 | 0 | 0 | 0 | 0 | 0 | 0 | 0 | 0 | 0 | TRUE | KNYC | 2019-02-21 16:41 | 1 |  | http://www.reliantrs.com/Plaza.html | Residential | Multifamily |  |  | Consolidated Edison | National Grid - NYC (Brooklyn Union) | J - New York City
493 | Jetro College Point | 15-24 132nd St |  | College Point | NY | 11356 |  |  | 718.092 | 0 | 0 | 0 | 0 | 0 | 0 | 0 | 0 | 0 | 0 | 0 | FALSE | KLGA | 2019-02-21 16:41 | 1 |  |  | Mercantile (Retail Other Than Malls) | Retail Store |  |  | Consolidated Edison |  | J - New York City
494 | Remeeder House - Alabama | 331 Alabama Ave |  | Brooklyn | NY | 11207 |  |  | 35 | 202 | 0 | 0 | 0 | 0 | 0 | 0 | 0 | 0 | 0 | 0 | FALSE | KNYC | 2019-02-21 16:41 | 1 |  |  | Residential | Multifamily |  |  | Consolidated Edison | National Grid - NYC (Brooklyn Union) | J - New York City
495 | Remeeder House - Blake | 585 Blake Ave |  | Brooklyn | NY | 11207 |  |  | 35 | 202 | 0 | 0 | 0 | 0 | 0 | 0 | 0 | 0 | 0 | 0 | FALSE | KNYC | 2019-02-21 16:41 | 1 |  |  | Residential | Multifamily |  |  | Consolidated Edison | National Grid - NYC (Brooklyn Union) | J - New York City
496 | Remeeder House - Sheffield | 350 Sheffield Ave |  | Brooklyn | NY | 11207 |  |  | 35 | 202 | 0 | 0 | 0 | 0 | 0 | 0 | 0 | 0 | 0 | 0 | FALSE | KNYC | 2019-02-21 16:41 | 1 |  |  | Residential | Multifamily |  |  | Consolidated Edison | National Grid - NYC (Brooklyn Union) | J - New York City
497 | Remeeder House - Sutter | 580 Sutter Ave |  | Brooklyn | NY | 11207 |  |  | 35 | 202 | 0 | 0 | 0 | 0 | 0 | 0 | 0 | 0 | 0 | 0 | FALSE | KNYC | 2019-02-21 16:41 | 1 |  |  | Residential | Multifamily |  |  | Consolidated Edison | National Grid - NYC (Brooklyn Union) | J - New York City
499 | 4C Foods Corp | 580 Fountain Ave |  | Brooklyn | NY | 11208 |  |  | 850 | 2062 | 0 | 0 | 0 | 0 | 0 | 0 | 0 | 0 | 0 | 0 | TRUE | KJFK | 2023-09-07 11:50 | 3 |  | http://www.4c.com/ | Manufacturing | Food |  |  | Consolidated Edison | National Grid - NYC (Brooklyn Union) | J - New York City
500 | Orange County DPW | 110 Wells Farm Rd |  | Goshen | NY | 10924 |  |  | 2131.56 | 0 | 0 | 0 | 0 | 0 | 0 | 0 | 0 | 0 | 0 | 0 | FALSE | KPOU | 2019-02-21 16:42 | 1 |  |  | Office | Government Office |  |  | Orange and Rockland Utilities |  | G - Hudson Valley
501 | Somers Middle School | 250 U.S. 202 |  | Somers | NY | 10589 |  |  | 120.9 | 0 | 0 | 0 | 0 | 0 | 0 | 0 | 0 | 0 | 0 | 0 | FALSE | KPOU | 2019-02-21 16:42 | 1 |  |  | Education | Elementary or Middle School |  |  | New York State Electric and Gas |  | H - Millwood
502 | Steel Sun 1 & 2 | 2303 Hamburg Turnpike |  | Lackawanna | NY | 14218 |  |  | 12938 | 0 | 0 | 0 | 0 | 0 | 0 | 0 | 0 | 0 | 0 | 0 | FALSE | KBUF | 2019-08-22 12:52 | 5 |  |  | Offsite Resource | Solar Farm |  |  | National Grid - Upstate NY (Niagara Mohawk) |  | A - West
503 | Sullivan County Adult Care | 256 Sunset Lake |  | Liberty | NY | 12754 |  |  | 2482.52 | 0 | 0 | 0 | 0 | 0 | 0 | 0 | 0 | 0 | 0 | 0 | FALSE | KPOU | 2019-02-21 16:42 | 1 |  |  | Lodging | Nursing Home, Assisted Living, or Other Residential Care |  |  | New York State Electric and Gas |  | E - Mohawk Valley
505 | Grace Towers | 2060 Pitkin Ave |  | Brooklyn | NY | 11207 |  |  | 70 | 404 | 0 | 0 | 0 | 0 | 0 | 0 | 0 | 0 | 0 | 0 | TRUE | KJFK | 2019-02-21 16:42 | 1 |  |  | Residential | Multifamily |  |  | Consolidated Edison | National Grid - NYC (Brooklyn Union) | J - New York City
506 | Park Lane North | 118-17 Union Tpke |  | Forest Hills | NY | 10019 |  |  | 105 | 606 | 0 | 0 | 0 | 0 | 0 | 0 | 0 | 0 | 0 | 0 | TRUE | KLGA | 2019-02-21 16:42 | 1 |  | http://www.parklanenorth.com/ | Residential | Multifamily |  |  | Consolidated Edison | National Grid - NYC (Brooklyn Union) | J - New York City
507 | Oneida South | 6415 Sutliff Rd |  | Rome | NY | 13440 |  |  | 2600 | 0 | 0 | 0 | 0 | 0 | 0 | 0 | 0 | 0 | 0 | 0 | FALSE | KSYR | 2019-02-21 16:42 | 1 |  |  | Offsite Resource | Solar Farm |  |  | National Grid - Upstate NY (Niagara Mohawk) |  | E - Mohawk Valley
508 | Mount Vernon High School | 100 California Rd |  | Mount Vernon | NY | 10552 |  |  | 150 | 784 | 0 | 0 | 0 | 0 | 0 | 0 | 0 | 0 | 0 | 0 | FALSE | KLGA | 2019-02-21 17:44 | 2 |  | https://www.mtvernoncsd.org/ | Education | High School |  |  | Consolidated Edison | Consolidated Edison | I - Dunwoodie
509 | Onondaga County - Clearwater WWTP | 1633 Rathburn Rd |  | Oswego | NY | 13126 |  |  | 2433.9 | 0 | 0 | 0 | 0 | 0 | 0 | 0 | 0 | 0 | 0 | 0 | FALSE | KSYR | 2019-02-21 16:43 | 1 |  |  | Utilities Water and Waste Management | Wastewater Treatment Plant |  |  | National Grid - Upstate NY (Niagara Mohawk) |  | C - Central
510 | Town of Halfmoon | 8 Brookwood Rd |  | Waterford | NY | 12188 |  |  | 1298.08 | 0 | 0 | 0 | 0 | 0 | 0 | 0 | 0 | 0 | 0 | 0 | FALSE | KALB | 2019-02-21 16:43 | 1 |  |  | Office | Government Office |  |  | National Grid - Upstate NY (Niagara Mohawk) |  | F - Capital
511 | DO & CO New York Catering, Inc | 149-32 132nd St |  | Jamaica | NY | 11430 |  |  | 210 | 1212 | 0 | 0 | 0 | 0 | 0 | 0 | 0 | 0 | 0 | 0 | FALSE | KJFK | 2019-02-21 16:43 | 1 |  |  | Food Service | Catering Service or Reception Hall |  |  | Consolidated Edison | National Grid - NYC (Brooklyn Union) | J - New York City
512 | Otsego County Gravel Pit | County Rd 11 |  | Laurens | NY | 13796 |  |  | 1115.49 | 0 | 0 | 0 | 0 | 0 | 0 | 0 | 0 | 0 | 0 | 0 | FALSE | KSYR | 2019-02-21 16:43 | 1 |  |  | Manufacturing | Nonmetallic Mineral Products |  |  | National Grid - Upstate NY (Niagara Mohawk) |  | E - Mohawk Valley
513 | Oneida Herkimer Solid Waste Authority | 7423 River Rd |  | Rome | NY | 13440 |  |  | 1092 | 0 | 0 | 0 | 0 | 0 | 0 | 0 | 0 | 0 | 0 | 0 | FALSE | KSYR | 2019-02-21 16:43 | 1 |  |  | Utilities Water and Waste Management | Wastewater Treatment Plant |  |  | National Grid - Upstate NY (Niagara Mohawk) |  | E - Mohawk Valley
514 | Cardinal Spellman High School | 167 6th St |  | Brooklyn | NY | 11211 |  |  | 233.8 | 0 | 0 | 0 | 0 | 0 | 0 | 0 | 0 | 0 | 0 | 0 | FALSE | KJFK | 2019-02-21 16:43 | 1 |  |  | Education | High School |  |  | Consolidated Edison |  | J - New York City
517 | Letchworth CSD | 5550 School Rd |  | Gainesville | NY | 14066 |  |  | 1609.97 | 0 | 0 | 0 | 0 | 0 | 0 | 0 | 0 | 0 | 0 | 0 | FALSE | KROC | 2019-02-21 16:43 | 1 |  | http://www.letchworth.k12.ny.us/ | Education |  |  |  | New York State Electric and Gas |  | A - West
518 | Target Latham | 675 Troy Schenectady Rd |  | Latham | NY | 12110 |  |  | 449.82 | 0 | 0 | 0 | 0 | 0 | 0 | 0 | 0 | 0 | 0 | 0 | FALSE | KALB | 2019-02-21 16:43 | 1 |  | https://www.target.com/sl/latham/1915 | Mercantile (Retail Other Than Malls) | Retail Store |  |  | National Grid - Upstate NY (Niagara Mohawk) |  | F - Capital
519 | Orange Solar One | 2679 Yawger Hill Rd |  | Bradford | NY | 14815 |  |  | 217.8 | 0 | 0 | 0 | 0 | 0 | 0 | 0 | 0 | 0 | 0 | 0 | FALSE | KITH | 2019-02-21 17:43 | 2 |  |  | Offsite Resource | Solar Farm |  |  | New York State Electric and Gas |  | C - Central
520 | EsopuSol | 70 West Shore Dr |  | West Park | NY | 12429 |  |  | 860 | 0 | 0 | 0 | 0 | 0 | 0 | 0 | 0 | 0 | 0 | 0 | FALSE | KPOU | 2019-02-21 17:43 | 2 |  |  | Utilities Water and Waste Management | Landfill |  |  | Central Hudson Gas and Electric |  | G - Hudson Valley
521 | Dimension Fabricators | 2000 7th St |  | Schenectady | NY | 12302 |  |  | 945.63 | 0 | 0 | 0 | 0 | 0 | 0 | 0 | 0 | 0 | 0 | 0 | FALSE | KALB | 2019-02-21 17:43 | 2 |  | https://www.dimensionfabricators.com/ | Manufacturing |  |  |  | National Grid - Upstate NY (Niagara Mohawk) |  | F - Capital
522 | Poughkeepsie Day School | 260 Boardman Rd |  | Poughkeepsie | NY | 12603 |  |  | 473.85 | 0 | 0 | 0 | 0 | 0 | 0 | 0 | 0 | 0 | 0 | 0 | FALSE | KPOU | 2019-02-21 17:44 | 2 |  | https://poughkeepsieday.org/ | Education |  |  |  | Central Hudson Gas and Electric |  | G - Hudson Valley
523 | Mastercard International Incorporated | 2000 Purchase St |  | Purchase | NY | 10577 |  |  | 418 | 0 | 0 | 0 | 0 | 0 | 0 | 0 | 0 | 0 | 0 | 0 | FALSE | KPOU | 2019-02-21 17:44 | 2 |  | https://www.mastercard.us/en-us.html | Office |  |  |  | Consolidated Edison |  | I - Dunwoodie
524 | Target Richmond Avenue | 2873 Richmond Ave |  | Staten Island | NY | 10314 |  |  | 690.1 | 0 | 0 | 0 | 0 | 0 | 0 | 0 | 0 | 0 | 0 | 0 | FALSE | KJFK | 2019-02-21 17:44 | 2 |  | https://www.target.com/sl/staten-island/2753 | Mercantile (Retail Other Than Malls) | Retail Store |  |  | Consolidated Edison |  | J - New York City
525 | Target Veterans Road | 2900 Veterans Rd W |  | Staten Island | NY | 10309 |  |  | 686.08 | 0 | 0 | 0 | 0 | 0 | 0 | 0 | 0 | 0 | 0 | 0 | FALSE | KJFK | 2019-02-21 17:44 | 2 |  | https://www.target.com/sl/staten-island/2006 | Mercantile (Retail Other Than Malls) | Retail Store |  |  | Consolidated Edison |  | J - New York City
526 | Greenpark Care Center | 140 Saint Edwards St |  | Brooklyn | NY | 11201 |  |  | 150 | 0 | 0 | 0 | 0 | 0 | 0 | 0 | 0 | 0 | 0 | 0 | FALSE | KJFK | 2019-02-21 17:37 | 2 |  |  | Lodging | Nursing Home, Assisted Living, or Other Residential Care |  |  | Consolidated Edison | National Grid - Long Island (KeySpan East) | J - New York City
527 | Twin Birch | 1001 Lacy Rd |  | Skaneateles | NY | 13152 |  |  | 525 | 0 | 0 | 0 | 0 | 0 | 0 | 0 | 0 | 0 | 0 | 0 | FALSE | KSYR | 2019-06-21 17:23 | 4 |  |  | Agricultural | Dairy |  |  | National Grid - Upstate NY (Niagara Mohawk) |  | C - Central
528 | Pepsi Co. | 112-02 15th Ave |  | College Point | NY | 11356 |  |  | 1460 | 0 | 0 | 0 | 0 | 0 | 0 | 0 | 0 | 0 | 0 | 0 | TRUE | KJFK | 2019-02-21 17:37 | 2 |  | http://www.pepsi.com/en-us/d | Warehouse and Storage | Distribution or Shipping Center |  |  | Consolidated Edison | National Grid - Long Island (KeySpan East) | J - New York City
529 | Macy's East | 422 Fulton St |  | Brooklyn | NY | 11201 |  |  | 1050 | 0 | 0 | 0 | 0 | 0 | 0 | 0 | 0 | 0 | 0 | 0 | TRUE | KJFK | 2019-02-21 17:37 | 2 |  |  | Mercantile (Retail Other Than Malls) | Retail Store |  |  | Consolidated Edison | National Grid - Long Island (KeySpan East) | J - New York City
530 | Long Island Jewish Medical Center | 270-05 76th Ave |  | New Hyde Park | NY | 11040 |  |  | 3000 | 0 | 0 | 0 | 0 | 0 | 0 | 0 | 0 | 0 | 0 | 0 | FALSE | KJFK | 2019-02-21 17:38 | 2 |  | https://www.northshorelij.com/find-care/locations/long-island-jewish-medical-center | Health Care (Inpatient) | Hospital |  |  | Consolidated Edison | National Grid - Long Island (KeySpan East) | K - Long Island
531 | Schwab House | 11 Riverside Drive |  | New York | NY | 10023 |  |  | 300 | 0 | 0 | 0 | 0 | 0 | 0 | 0 | 0 | 0 | 0 | 0 | TRUE | KLGA | 2019-02-21 17:37 | 2 |  |  | Residential | Multifamily |  |  | Consolidated Edison | Consolidated Edison | J - New York City
532 | NY Presbyterian Hospital | 525 East 68th St |  | New York | NY | 10021 |  |  | 7500 | 0 | 0 | 0 | 0 | 0 | 0 | 0 | 0 | 0 | 0 | 0 | TRUE | KLGA | 2019-02-21 17:38 | 2 |  | http://www.nyp.org | Health Care (Inpatient) | Hospital |  |  | Consolidated Edison | Consolidated Edison | J - New York City
533 | Hilton - New York | 1335 Sixth Ave |  | New York | NY | 10019 |  |  | 1950 | 9320.003 | 0 | 0 | 0 | 0 | 0 | 0 | 0 | 0 | 0 | 0 | TRUE | KJFK | 2019-02-21 16:44 | 2 |  | http://www3.hilton.com/en/hotels/new-york/new-york-hilton-midtown-NYCNHHH/index.html | Lodging | Hotel |  |  | Consolidated Edison | Consolidated Edison | J - New York City
534 | 1211 Avenue of the Americas | 1211 6th Ave |  | Manhattan | NY | 10036 |  |  | 400 | 0 | 0 | 0 | 0 | 0 | 0 | 0 | 0 | 0 | 0 | 0 | FALSE | KLGA | 2019-02-21 17:39 | 2 |  |  | Office |  |  |  | Consolidated Edison | Consolidated Edison | J - New York City
535 | New York City School Q204 | 36-41 28th St |  | Queens | NY | 11106 |  |  | 159.21 | 0 | 0 | 0 | 0 | 0 | 0 | 0 | 0 | 0 | 0 | 0 | FALSE | KLGA | 2019-02-21 17:43 | 2 |  |  | Education |  |  |  | Consolidated Edison |  | J - New York City
537 | Lincoln Towers | 205 West End Ave |  | New York | NY | 10023 |  |  | 0 | 0 | 0 | 0 | 0 | 0 | 0 | 0 | 0 | 0 | 0 | 0 | FALSE | KLGA | 2019-02-21 17:48 | 0 | 204 West End Ave | http://www.lincolntowers.com/info/building_info/205.php | Residential | Multifamily |  | 543 | Consolidated Edison | Consolidated Edison | J - New York City
538 | Bulova Corporate Center | 2525 Astoria Blvd |  | Astoria | NY | 11102 |  |  | 0 | 0 | 0 | 0 | 0 | 0 | 0 | 0 | 0 | 0 | 0 | 0 | FALSE | KLGA | 2019-02-21 17:48 | 0 |  | http://bdg.net/projects/bulova-corporate-center/ | Office | Administrative or Professional Office |  |  | Consolidated Edison | National Grid - Long Island (KeySpan East) | J - New York City
539 | Geneva General Hospital | 196 North St |  | Geneva | NY | 14456 |  |  | 0 | 0 | 0 | 0 | 0 | 0 | 0 | 0 | 0 | 0 | 0 | 0 | FALSE | KITH | 2019-02-21 17:48 | 0 |  | http://www.flhealth.org/GenevaGeneralHospital | Health Care (Inpatient) | Hospital |  |  | New York State Electric and Gas | New York State Electric and Gas | C - Central
540 | Shore View Nursing Home | 2865 Brighton 3rd St |  | Brooklyn | NY | 11235 |  |  | 0 | 0 | 0 | 0 | 0 | 0 | 0 | 0 | 0 | 0 | 0 | 0 | FALSE | KJFK | 2019-02-21 17:48 | 0 |  | http://shoreview.cassenacare.com/ | Lodging | Nursing Home, Assisted Living, or Other Residential Care |  |  | Consolidated Edison | National Grid - Long Island (KeySpan East) | J - New York City
541 | Tribeca Green | 625 Madison Ave |  | New York | NY | 10022 |  |  | 0 | 0 | 0 | 0 | 0 | 0 | 0 | 0 | 0 | 0 | 0 | 0 | FALSE | KLGA | 2019-02-21 17:48 | 0 |  | http://www.tribecagreen.com/ | Residential | Multifamily |  |  | Consolidated Edison | Consolidated Edison | J - New York City
542 | Rockland Bakery | 80 Schoolhouse Rd, Suite 110 |  | Spring Valley | NY | 10977 |  |  | 0 | 0 | 0 | 0 | 0 | 0 | 0 | 0 | 0 | 0 | 0 | 0 | FALSE | KHPN | 2019-02-21 17:48 | 0 |  | http://www.rocklandbakery.com/ | Manufacturing | Food |  |  | Orange and Rockland Utilities |  | G - Hudson Valley
543 | Stevenson Commons | 755 White Plains Rd |  | Bronx | NY | 10473 |  |  | 0 | 0 | 0 | 0 | 0 | 0 | 0 | 0 | 0 | 0 | 0 | 0 | FALSE | KLGA | 2019-02-21 17:48 | 0 |  | http://stevensoncommons.com | Residential | Multifamily |  |  | Consolidated Edison | Consolidated Edison | J - New York City
544 | Avila Retirement Community | 25 Columbia Circle |  | Albany | NY | 12203 |  |  | 0 | 0 | 0 | 0 | 0 | 0 | 0 | 0 | 0 | 0 | 0 | 0 | FALSE | KALB | 2019-02-21 17:48 | 0 |  | http://www.avilaretirement.com/ | Lodging | Nursing Home, Assisted Living, or Other Residential Care |  |  | National Grid - Upstate NY (Niagara Mohawk) | National Grid - Upstate NY (Niagara Mohawk) | F - Capital
545 | Cortland Memorial Hospital | 134 Homer Ave |  | Cortland | NY | 13045 |  |  | 0 | 0 | 0 | 0 | 0 | 0 | 0 | 0 | 0 | 0 | 0 | 0 | FALSE | KITH | 2019-02-21 17:48 | 0 |  | http://www.cortlandregional.org/ | Health Care (Inpatient) | Hospital |  |  | National Grid - Upstate NY (Niagara Mohawk) | National Grid - Upstate NY (Niagara Mohawk) | C - Central
546 | Clinton Hill Apartments | 345 Clinton Ave |  | Brooklyn | NY | 11238 |  |  | 0 | 0 | 0 | 0 | 0 | 0 | 0 | 0 | 0 | 0 | 0 | 0 | FALSE | KLGA | 2019-02-21 17:48 | 0 |  | http://www.chaoc.com/ | Residential | Multifamily |  |  | Consolidated Edison | National Grid - Long Island (KeySpan East) | J - New York City
547 | The Jewish Home and Hospital | 100 West Kingsbridge Rd |  | Bronx | NY | 10468 |  |  | 0 | 0 | 0 | 0 | 0 | 0 | 0 | 0 | 0 | 0 | 0 | 0 | FALSE | KLGA | 2019-02-21 17:48 | 0 |  | http://jewishhome.org/locations/bronx/ | Lodging | Nursing Home, Assisted Living, or Other Residential Care |  |  | Consolidated Edison | Consolidated Edison | J - New York City
548 | Parker Towers | 104-20 Queens Blvd |  | Queens | NY | 11375 |  |  | 0 | 0 | 0 | 0 | 0 | 0 | 0 | 0 | 0 | 0 | 0 | 0 | FALSE | KLGA | 2019-02-21 17:48 | 0 |  | http://www.parkertowers.com/ | Residential | Multifamily |  |  | Consolidated Edison | National Grid - Long Island (KeySpan East) | J - New York City
549 | The Learning Center at Con Edison | 43-82 Vernon Blvd |  | Long Island City | NY | 11101 |  |  | 0 | 0 | 0 | 0 | 0 | 0 | 0 | 0 | 0 | 0 | 0 | 0 | FALSE | KLGA | 2019-02-21 17:48 | 0 |  | http://www.coned.com/tlc | Office | Mixed-Use Office |  |  | Consolidated Edison | National Grid - Long Island (KeySpan East) | J - New York City
550 | Rachel Bridge Corp | 1365 St Nicholas Ave |  | New York | NY | 10033 |  |  | 0 | 0 | 0 | 0 | 0 | 0 | 0 | 0 | 0 | 0 | 0 | 0 | FALSE | KLGA | 2019-02-21 17:48 | 0 |  |  | Residential | Multifamily |  |  | Consolidated Edison | Consolidated Edison | J - New York City
551 | Reckson Associates Office Building | 919 3rd Ave |  | New York | NY | 10022 |  |  | 0 | 0 | 0 | 0 | 0 | 0 | 0 | 0 | 0 | 0 | 0 | 0 | FALSE | KLGA | 2019-02-21 17:48 | 0 |  | http://www.reckson.com/ | Office | Administrative or Professional Office |  |  | Consolidated Edison | Consolidated Edison | J - New York City
552 | Bronx Zoo | 2300 Southern Ave |  | Bronx | NY | 10460 |  |  | 0 | 0 | 0 | 0 | 0 | 0 | 0 | 0 | 0 | 0 | 0 | 0 | FALSE | KLGA | 2019-02-21 17:48 | 0 |  | http://www.bronxzoo.com/ | Public Assembly | Entertainment or Culture |  |  | Consolidated Edison | Consolidated Edison | J - New York City
553 | New York Racquet & Tennis Club | 370 Park Ave |  | New York | NY | 10022 |  |  | 0 | 0 | 0 | 0 | 0 | 0 | 0 | 0 | 0 | 0 | 0 | 0 | FALSE | KLGA | 2019-02-21 17:48 | 0 |  |  | Public Assembly | Recreation |  |  | Consolidated Edison | Consolidated Edison | J - New York City
554 | New York University | 269 Mercer St |  | New York | NY | 10003 |  |  | 0 | 0 | 0 | 0 | 0 | 0 | 0 | 0 | 0 | 0 | 0 | 0 | FALSE | KLGA | 2019-02-21 17:48 | 0 |  | http://www.nyu.edu | Education | College or University |  |  | Consolidated Edison | Consolidated Edison | J - New York City
555 | The New York Times Company | 620 Eighth Ave |  | New York | NY | 10018 |  |  | 0 | 0 | 0 | 0 | 0 | 0 | 0 | 0 | 0 | 0 | 0 | 0 | FALSE | KLGA | 2019-02-21 17:48 | 0 |  | http://www.nytimes.com/ | Office | Administrative or Professional Office |  |  | Consolidated Edison | Consolidated Edison | J - New York City
556 | Proctors Theatre | 432 State St |  | Schenectady | NY | 12305 |  |  | 0 | 0 | 0 | 0 | 0 | 0 | 0 | 0 | 0 | 0 | 0 | 0 | FALSE | KALB | 2019-02-21 17:48 | 0 |  | http://www.proctors.org/ | Public Assembly | Entertainment or Culture |  |  | National Grid - Upstate NY (Niagara Mohawk) | National Grid - Upstate NY (Niagara Mohawk) | F - Capital
557 | SUNY ESF | 1 Forestry Drive |  | Syracuse | NY | 13210 |  |  | 470 | 1683 | 0 | 0 | 0 | 0 | 0 | 0 | 0 | 0 | 0 | 0 | TRUE | KSYR | 2019-09-30 16:19 | 2 | College of Environmental Science and Forestry | http://www.esf.edu/ | Education | College or University | 52400 |  | National Grid - Upstate NY (Niagara Mohawk) | National Grid - Upstate NY (Niagara Mohawk) | C - Central
558 | Power Pallet, Inc. | 4715 NY-30 |  | Amsterdam | NY | 12010 |  |  | 0 | 0 | 0 | 0 | 0 | 0 | 0 | 0 | 0 | 0 | 0 | 0 | FALSE | KALB | 2019-02-21 17:48 | 0 |  | http://www.powerpalletinc.com/ | Manufacturing | Wood Products |  |  | National Grid - Upstate NY (Niagara Mohawk) | National Grid - Upstate NY (Niagara Mohawk) | F - Capital
559 | W.J. Cowee, Inc. | 28 Taylor Ave |  | Berlin | NY | 12022 |  |  | 0 | 0 | 0 | 0 | 0 | 0 | 0 | 0 | 0 | 0 | 0 | 0 | FALSE | KALB | 2019-02-21 17:48 | 0 |  | http://www.cowee.com/ | Office | Mixed-Use Office |  |  | National Grid - Upstate NY (Niagara Mohawk) | National Grid - Upstate NY (Niagara Mohawk) | F - Capital
560 | Consumers Union | 101 Truman Ave |  | Yonkers | NY | 10703 |  |  | 0 | 0 | 0 | 0 | 0 | 0 | 0 | 0 | 0 | 0 | 0 | 0 | FALSE | KHPN | 2019-02-21 17:48 | 0 | Micro Turbine Based CHP | http://www.consumerreports.org/cro/aboutus/findus/index.htm | Office |  |  |  | Consolidated Edison | Consolidated Edison | I - Dunwoodie
561 | NYS OGS/Suffolk State Office Building | 250 Veterans Hwy |  | Hauppauge | NY | 11788 |  |  | 0 | 0 | 0 | 0 | 0 | 0 | 0 | 0 | 0 | 0 | 0 | 0 | FALSE | KHPN | 2019-02-21 17:48 | 0 |  | http://ogs.ny.gov/bu/ba/directory.asp | Office | Government Office |  |  | Long Island Power Authority (PSEG-LI) | National Grid - Long Island (KeySpan East) | K - Long Island
562 | Waste Heat Sludge / City of Auburn | 35 Bradley St |  | Auburn | NY | 13021 |  |  | 0 | 0 | 0 | 0 | 0 | 0 | 0 | 0 | 0 | 0 | 0 | 0 | FALSE | KSYR | 2019-02-21 17:48 | 0 |  | http://www.auburnny.gov/Public_Documents/AuburnNY_Utilities/index | Utilities Water and Waste Management | Wastewater Treatment Plant |  |  | New York State Electric and Gas | New York State Electric and Gas | C - Central
563 | Cayuga Regional Digester | 7413 County House Rd |  | Auburn | NY | 13021 |  |  | 0 | 0 | 0 | 0 | 0 | 0 | 0 | 0 | 0 | 0 | 0 | 0 | FALSE | KSYR | 2019-02-21 17:48 | 0 |  | http://www.cayugaswcd.org/digester.html | Agricultural | Dairy |  |  | New York State Electric and Gas | New York State Electric and Gas | C - Central
564 | Seneca Meadows Landfill | 1786 Salcman Rd |  | Waterloo | NY | 13165 |  |  | 0 | 0 | 0 | 0 | 0 | 0 | 0 | 0 | 0 | 0 | 0 | 0 | FALSE | KITH | 2019-02-21 17:48 | 0 |  | http://www.senecameadows.com | Utilities Water and Waste Management | Landfill |  |  | New York State Electric and Gas |  | C - Central
565 | Madison-Oneida BOCES | 4937 Spring Rd |  | Verona | NY | 13478-3526 |  |  | 0 | 0 | 0 | 0 | 0 | 0 | 0 | 0 | 0 | 0 | 0 | 0 | FALSE | KSYR | 2019-02-21 17:48 | 0 |  | http://www.moboces.org/ | Education | Career or Vocational Training |  |  | National Grid - Upstate NY (Niagara Mohawk) | National Grid - Upstate NY (Niagara Mohawk) | E - Mohawk Valley
566 | Dairy Development International | 5937 U.S. 11 |  | Homer | NY | 13077 |  |  | 0 | 0 | 0 | 0 | 0 | 0 | 0 | 0 | 0 | 0 | 0 | 0 | FALSE | KSYR | 2019-02-21 17:48 | 0 |  |  | Agricultural | Dairy |  |  | New York State Electric and Gas |  | C - Central
567 | Matlink Farm | 439 Legters Rd |  | Clymer | NY | 14724 |  |  | 145 | 0 | 0 | 0 | 0 | 0 | 0 | 0 | 0 | 0 | 0 | 0 | FALSE | KERI | 2019-02-21 16:52 | 1 |  |  | Agricultural | Dairy |  |  | National Grid - Upstate NY (Niagara Mohawk) | National Grid - Upstate NY (Niagara Mohawk) | A - West
568 | Allied Converters, Inc. | 65 Drake Ave |  | New Rochelle | NY | 10805 |  |  | 0 | 0 | 0 | 0 | 0 | 0 | 0 | 0 | 0 | 0 | 0 | 0 | FALSE | KLGA | 2019-02-21 17:48 | 0 |  | http://www.alliedconverters.com | Manufacturing | Electrical Equip., Appliances, and Components |  |  | Consolidated Edison | Consolidated Edison | I - Dunwoodie
569 | Rego Park Healthcare | 111-26 Corona Ave |  | Flushing | NY | 11368 |  |  | 0 | 0 | 0 | 0 | 0 | 0 | 0 | 0 | 0 | 0 | 0 | 0 | FALSE | KLGA | 2019-02-21 17:48 | 0 |  | http://www.regoparkhealthcare.com | Lodging | Nursing Home, Assisted Living, or Other Residential Care |  |  | Consolidated Edison | Consolidated Edison | J - New York City
570 | Holliswood Care Center | 195-44 Woodhull Ave |  | Hollis | NY | 11369 |  |  | 0 | 0 | 0 | 0 | 0 | 0 | 0 | 0 | 0 | 0 | 0 | 0 | FALSE | KJFK | 2019-02-21 17:48 | 0 |  | http://www.holliswood.net | Lodging | Nursing Home, Assisted Living, or Other Residential Care |  |  | Consolidated Edison | National Grid - Long Island (KeySpan East) | J - New York City
571 | Oakwood Beach Water Pollution Control Plant | 751 Mill Rd |  | Staten Island | NY | 10306 |  |  | 0 | 0 | 0 | 0 | 0 | 0 | 0 | 0 | 0 | 0 | 0 | 0 | FALSE | KEWR | 2019-02-21 17:48 | 0 |  | http://www.nyc.gov/html/dep/html/wastewater/wwsystem-plants.shtml | Utilities Water and Waste Management | Wastewater Treatment Plant |  |  | Consolidated Edison | National Grid - Long Island (KeySpan East) | J - New York City
572 | Hexion Specialty Chemical Inc. | 64 Farnan Rd |  | South Glens Falls | NY | 12803 |  |  | 0 | 0 | 0 | 0 | 0 | 0 | 0 | 0 | 0 | 0 | 0 | 0 | FALSE | KALB | 2019-02-21 17:48 | 0 |  | http://www.hexion.com/ | Manufacturing | Chemicals |  |  | National Grid - Upstate NY (Niagara Mohawk) | National Grid - Upstate NY (Niagara Mohawk) | F - Capital
573 | Paradise Plastics | 116 39th St |  | Brooklyn | NY | 11232 |  |  | 0 | 0 | 0 | 0 | 0 | 0 | 0 | 0 | 0 | 0 | 0 | 0 | FALSE | KITH | 2019-02-21 17:48 | 0 |  | http://www.paradiseplastics.com/ | Manufacturing | Plastics and Rubber Products |  |  | Consolidated Edison | National Grid - Long Island (KeySpan East) | J - New York City
574 | 26th Ward Water Pollution Control Plant | 122-66 Flatlands Ave |  | Brooklyn | NY | 11207 |  |  | 0 | 0 | 0 | 0 | 0 | 0 | 0 | 0 | 0 | 0 | 0 | 0 | FALSE | KJFK | 2019-02-21 17:48 | 0 |  | http://www.nyc.gov/html/dep/html/wastewater/wwsystem-plants.shtml | Utilities Water and Waste Management | Wastewater Treatment Plant |  |  | Consolidated Edison | National Grid - Long Island (KeySpan East) | J - New York City
575 | Red Hook Water Pollution Control Plant | 63 Flushing Ave |  | Brooklyn | NY | 11205 |  |  | 0 | 0 | 0 | 0 | 0 | 0 | 0 | 0 | 0 | 0 | 0 | 0 | FALSE | KJFK | 2019-02-21 17:48 | 0 |  | http://www.nyc.gov/html/dep/html/wastewater/wwsystem-plants.shtml | Utilities Water and Waste Management | Wastewater Treatment Plant |  |  | Consolidated Edison | National Grid - Long Island (KeySpan East) | J - New York City
576 | Hunts Point Water Pollution Control Plant | Coster St & Ryawa Ave |  | Bronx | NY | 10474 |  |  | 0 | 0 | 0 | 0 | 0 | 0 | 0 | 0 | 0 | 0 | 0 | 0 | FALSE | KLGA | 2019-02-21 17:48 | 0 |  | http://www.nyc.gov/html/dep/html/wastewater/wwsystem-plants.shtml | Utilities Water and Waste Management | Wastewater Treatment Plant |  |  | Consolidated Edison | National Grid - Long Island (KeySpan East) | J - New York City
577 | Jefferson Towers | 700 Columbus Ave |  | New York | NY | 10025 |  |  | 0 | 0 | 0 | 0 | 0 | 0 | 0 | 0 | 0 | 0 | 0 | 0 | TRUE | KLGA | 2019-09-17 14:46 | 0 |  |  | Residential | Multifamily |  |  | Consolidated Edison | Consolidated Edison | J - New York City
578 | Sea Park West | 2980 West 28th St |  | Brooklyn | NY | 11224 |  |  | 150 | 0 | 0 | 0 | 0 | 0 | 0 | 0 | 0 | 0 | 0 | 0 | FALSE | KJFK | 2019-02-21 16:45 | 1 |  | http://www.arkercompanies.com/development_13.htm | Residential | Multifamily |  |  | Consolidated Edison | National Grid - NYC (Brooklyn Union) | J - New York City
579 | Sea Rise 2 | 3325 Neptune Ave |  | Brooklyn | NY | 11224 |  |  | 120 | 980 | 0 | 0 | 0 | 0 | 0 | 0 | 0 | 0 | 0 | 0 | TRUE | KJFK | 2019-02-21 16:44 | 1 | Grenadier Realty - AAF Sea Rise 2 |  | Residential | Multifamily |  |  | Consolidated Edison | National Grid - Long Island (KeySpan East) | J - New York City
580 | Cooper Union - Foundation Building | 7 East 7th St |  | New York | NY | 10003 |  |  | 150 | 826 | 0 | 0 | 0 | 0 | 0 | 0 | 0 | 0 | 0 | 0 | FALSE | KNYC | 2019-02-21 16:43 | 1 |  | http://www.cooper.edu | Education | College or University |  |  | Consolidated Edison | Consolidated Edison | J - New York City
581 | Terrace Gardens 2 | 231 Steuben St |  | Staten Island | NY | 10069 |  |  | 100 | 700 | 0 | 0 | 0 | 0 | 0 | 0 | 0 | 0 | 0 | 0 | TRUE | KJFK | 2019-02-21 16:21 | 1 |  | http://www.arkercompanies.com/ | Residential | Multifamily |  |  | Consolidated Edison | National Grid - NYC (Brooklyn Union) | J - New York City
582 | The Bay Club: Tower 2 | 2 Bay Club Drive |  | Bayside | NY | 11360 |  |  | 300 | 2092 | 0 | 0 | 0 | 0 | 0 | 0 | 0 | 0 | 0 | 0 | TRUE | KNYC | 2019-02-21 16:24 | 1 |  | http://www.bayclub.net/default.php | Residential | Multifamily |  |  | Consolidated Edison | Consolidated Edison | J - New York City
583 | Christian Cultural Center | 12020 Flatlands Ave |  | Brooklyn | NY | 11207 |  |  | 259.64 | 0 | 0 | 0 | 0 | 0 | 0 | 0 | 0 | 0 | 0 | 0 | TRUE | KJFK | 2019-02-21 16:55 | 1 |  | https://www.cccinfo.org/home-brooklyn | Religious Worship |  |  |  | Consolidated Edison |  | J - New York City
584 | Utica College | 1656 Champlain Ave |  | Utica | NY | 13501 |  |  | 1100 | 0 | 0 | 0 | 0 | 0 | 0 | 0 | 0 | 0 | 0 | 0 | TRUE | KSYR | 2019-02-21 16:45 | 1 | Burrstone - Utica College | http://www.utica.edu/ | Education | College or University |  |  | National Grid - Upstate NY (Niagara Mohawk) | National Grid - Upstate NY (Niagara Mohawk) | E - Mohawk Valley
585 | St. Lukes Hospital | 1656 Champlain Ave |  | Utica | NY | 13501 |  |  | 2200 | 0 | 0 | 0 | 0 | 0 | 0 | 0 | 0 | 0 | 0 | 0 | TRUE | KSYR | 2019-02-21 16:45 | 1 | Burrstone - St. Lukes Hospital | http://faxtonstlukes.com/ | Health Care (Inpatient) | Hospital |  |  | National Grid - Upstate NY (Niagara Mohawk) | National Grid - Upstate NY (Niagara Mohawk) | E - Mohawk Valley
586 | Town of Ontario WWTP | 2190 Lake Rd |  | Ontario | NY | 14519 |  |  | 2833.4 | 0 | 0 | 0 | 0 | 0 | 0 | 0 | 0 | 0 | 0 | 0 | FALSE | KROC | 2019-02-21 16:55 | 1 |  |  | Utilities Water and Waste Management | Wastewater Treatment Plant |  |  | Rochester Gas and Electric |  | B - Genessee
587 | Hamilton Fulton Montgomery BOCES | 2755 NY-67 |  | Johnstown | NY | 12095 |  |  | 724.68 | 0 | 0 | 0 | 0 | 0 | 0 | 0 | 0 | 0 | 0 | 0 | FALSE | KALB | 2019-02-21 16:52 | 1 |  | http://www.hfmboces.org/ | Education | Career or Vocational Training |  |  | National Grid - Upstate NY (Niagara Mohawk) |  | F - Capital
588 | St. Lukes Home | 1656 Champlain Ave |  | Utica | NY | 13501 |  |  | 330 | 0 | 0 | 0 | 0 | 0 | 0 | 0 | 0 | 0 | 0 | 0 | TRUE | KSYR | 2019-02-21 16:45 | 1 | Burrstone - St. Lukes Home | http://faxtonstlukes.com/ | Lodging | Nursing Home, Assisted Living, or Other Residential Care |  |  | National Grid - Upstate NY (Niagara Mohawk) | National Grid - Upstate NY (Niagara Mohawk) | E - Mohawk Valley
589 | Madison County | 6814 Buyea Rd |  | Canastota | NY | 13032 |  |  | 2441.88 | 0 | 0 | 0 | 0 | 0 | 0 | 0 | 0 | 0 | 0 | 0 | FALSE | KSYR | 2019-02-21 16:53 | 1 |  |  | Offsite Resource | Solar Farm |  |  | National Grid - Upstate NY (Niagara Mohawk) |  | C - Central
590 | Swiss Re Management Corporation | 175 King St |  | Armonk | NY | 10504 |  |  | 2702 | 0 | 0 | 0 | 0 | 0 | 0 | 0 | 0 | 0 | 0 | 0 | FALSE | KHPN | 2019-02-21 16:53 | 1 |  | http://www.swissre.com/ | Office | Administrative or Professional Office |  |  | Consolidated Edison |  | I - Dunwoodie
591 | Mohawk Valley Solar | 6599 NY-26 |  | Rome | NY | 13440 |  |  | 2993.8 | 0 | 0 | 0 | 0 | 0 | 0 | 0 | 0 | 0 | 0 | 0 | FALSE | KSYR | 2019-02-21 16:53 | 1 |  |  | Offsite Resource | Solar Farm |  |  | National Grid - Upstate NY (Niagara Mohawk) |  | E - Mohawk Valley
592 | ACM Medical Laboratory | 100 Kings Hwy S |  | Rochester | NY | 14617 |  |  | 486.88 | 0 | 0 | 0 | 0 | 0 | 0 | 0 | 0 | 0 | 0 | 0 | FALSE | KROC | 2019-02-21 16:53 | 1 | Riedman Campus | http://www.myrochealth.com/ | Health Care (Outpatient) | Medical Office (with Diagnostic/Treatment Services) |  |  | Rochester Gas and Electric |  | B - Genessee
593 | Seneca Nation of Indians | 56 Center Rd |  | Randolph | NY | 14772 |  |  | 1906.08 | 0 | 0 | 0 | 0 | 0 | 0 | 0 | 0 | 0 | 0 | 0 | FALSE | KBUF | 2019-02-21 16:53 | 1 |  | https://Suncommon.com/NY | Utilities Water and Waste Management |  |  |  | National Grid - Upstate NY (Niagara Mohawk) |  | B - Genessee
594 | Southport LLC 2 | 1150 South Ave |  | Staten Island | NY | 10314 |  |  | 499.79 | 0 | 0 | 0 | 0 | 0 | 0 | 0 | 0 | 0 | 0 | 0 | FALSE | KJFK | 2019-02-21 16:53 | 1 |  | www.mooreenergy.net | Office | Mixed-Use Office |  |  | Consolidated Edison |  | J - New York City
595 | General Electric | 1 River Rd |  | Schenectady | NY | 12345 |  |  | 2257.2 | 0 | 0 | 0 | 0 | 0 | 0 | 0 | 0 | 0 | 0 | 0 | FALSE | KALB | 2019-02-21 16:53 | 1 |  | currentbyge.com | Manufacturing | Machinery |  |  | National Grid - Upstate NY (Niagara Mohawk) |  | F - Capital
596 | Stop&Shop Peekskill | 1831 East Main St |  | Peekskill | NY | 10566 |  |  | 210 | 0 | 0 | 0 | 0 | 0 | 0 | 0 | 0 | 0 | 0 | 0 | TRUE | KLGA | 2019-02-21 16:53 | 1 |  | http://stopandshop.com/ | Food Sales | Grocery Store or Food Market |  |  | Consolidated Edison | Consolidated Edison | H - Millwood
598 | Town of Holland | 150 Water St |  | Holland | NY | 14080 |  |  | 307.53 | 0 | 0 | 0 | 0 | 0 | 0 | 0 | 0 | 0 | 0 | 0 | FALSE | KBUF | 2019-02-21 16:54 | 1 |  |  | Office | Government Office |  |  | New York State Electric and Gas |  | A - West
599 | Elbee Gardens Apartments | 1950 Clove Rd |  | Staten Island | NY | 10304 |  |  | 100 | 700 | 0 | 0 | 0 | 0 | 0 | 0 | 0 | 0 | 0 | 0 | TRUE | KJFK | 2019-02-21 16:53 | 1 |  |  | Residential | Multifamily |  |  | Consolidated Edison | National Grid - NYC (Brooklyn Union) | J - New York City
600 | Davidson Chevrolet - Gillette Road | 21752 Gillette Rd |  | Watertown | NY | 13601 |  |  | 660.96 | 0 | 0 | 0 | 0 | 0 | 0 | 0 | 0 | 0 | 0 | 0 | FALSE | KART | 2019-02-21 16:54 | 1 |  | http://www.davidsongmsupercenter.com/ | Mercantile (Retail Other Than Malls) | Dealership or Showroom for Vehicles or Boats |  |  | National Grid - Upstate NY (Niagara Mohawk) |  | E - Mohawk Valley
601 | Green Hills Home For Adults | 1 US-9W |  | Haverstraw | NY | 10927 |  |  | 35 | 204 | 0 | 0 | 0 | 0 | 0 | 0 | 0 | 0 | 0 | 0 | FALSE | KHPN | 2019-02-21 16:56 | 1 | Green Hills Estate Home For Adults |  | Lodging | Nursing Home, Assisted Living, or Other Residential Care | 55000 | 164 | Orange and Rockland Utilities | Orange and Rockland Utilities | G - Hudson Valley
602 | Saratoga Springs - Weibel Avenue | 41 Weibel Ave |  | Saratoga Springs | NY | 12866 |  |  | 2597.4 | 0 | 0 | 0 | 0 | 0 | 0 | 0 | 0 | 0 | 0 | 0 | FALSE | KALB | 2019-02-21 16:54 | 1 |  |  | Utilities Water and Waste Management | Landfill |  |  | National Grid - Upstate NY (Niagara Mohawk) |  | F - Capital
603 | Adirondack Farms | 193 Brown Rd |  | Peru | NY | 12972 |  |  | 625 | 0 | 0 | 0 | 0 | 0 | 0 | 0 | 0 | 0 | 0 | 0 | FALSE | KPBG | 2019-06-21 15:48 | 1 |  |  | Agricultural | Dairy |  |  | New York State Electric and Gas |  | D - North
604 | Hobart William Smith Colleges - Gates Road | 3499 Gates Rd |  | Geneva | NY | 14456 |  |  | 2550.06 | 0 | 0 | 0 | 0 | 0 | 0 | 0 | 0 | 0 | 0 | 0 | FALSE | KROC | 2019-02-21 16:54 | 1 |  |  | Offsite Resource | Solar Farm |  |  | New York State Electric and Gas |  | B - Genessee
605 | John Murray House | 220 Madison Ave |  | New York | NY | 10016 |  |  | 75 | 520 | 0 | 0 | 0 | 0 | 0 | 0 | 0 | 0 | 0 | 0 | TRUE | KLGA | 2019-02-21 16:54 | 1 | 220 Madison |  | Residential | Multifamily |  |  | Consolidated Edison | Consolidated Edison | J - New York City
606 | Morrisania Apartments | 1130 Clay Ave |  | Bronx | NY | 10456 |  |  | 100 | 700 | 0 | 0 | 0 | 0 | 0 | 0 | 0 | 0 | 0 | 0 | TRUE | KLGA | 2019-02-21 16:54 | 1 |  |  | Residential | Multifamily |  |  | Consolidated Edison | Consolidated Edison | J - New York City
607 | Home Depot Cropsey #1256 | 2970 Cropsey Ave |  | Brooklyn | NY | 11214 |  |  | 210 | 0 | 0 | 0 | 0 | 0 | 0 | 0 | 0 | 0 | 0 | 0 | FALSE | KJFK | 2019-02-21 16:54 | 1 |  | https://www.homedepot.com/ | Mercantile (Retail Other Than Malls) | Retail Store |  |  | Consolidated Edison | Consolidated Edison | J - New York City
608 | Home Depot #1251 | 3051 East Main St |  | Mohegan Lake | NY | 10547 |  |  | 210 | 0 | 0 | 0 | 0 | 0 | 0 | 0 | 0 | 0 | 0 | 0 | FALSE | KLGA | 2019-02-21 16:54 | 1 |  | https://www.homedepot.com/ | Mercantile (Retail Other Than Malls) | Retail Store |  |  | Consolidated Edison | Consolidated Edison | J - New York City
609 | Home Depot Starrett City #6152 | 579 Gateway Dr |  | Brooklyn | NY | 11239 |  |  | 210 | 0 | 0 | 0 | 0 | 0 | 0 | 0 | 0 | 0 | 0 | 0 | FALSE | KJFK | 2019-02-21 16:54 | 1 |  | https://www.homedepot.com/ | Mercantile (Retail Other Than Malls) | Retail Store |  |  | Consolidated Edison | Consolidated Edison | J - New York City
610 | Home Depot Staten Island #1281 | 2750 Veterans Rd W |  | Staten Island | NY | 10309 |  |  | 210 | 0 | 0 | 0 | 0 | 0 | 0 | 0 | 0 | 0 | 0 | 0 | FALSE | KLGA | 2019-02-21 16:54 | 1 |  | https://www.homedepot.com/ | Mercantile (Retail Other Than Malls) | Retail Store |  |  | Consolidated Edison | Consolidated Edison | J - New York City
611 | Home Depot Staten Island #1249 | 2501 Forest Ave |  | Staten Island | NY | 10309 |  |  | 210 | 0 | 0 | 0 | 0 | 0 | 0 | 0 | 0 | 0 | 0 | 0 | FALSE | KLGA | 2019-02-21 16:55 | 1 |  | https://www.homedepot.com/ | Mercantile (Retail Other Than Malls) | Retail Store |  |  | Consolidated Edison | Consolidated Edison | J - New York City
612 | Home Depot #1215 | 11220 Rockaway Blvd |  | South Ozone Park | NY | 11420 |  |  | 210 | 0 | 0 | 0 | 0 | 0 | 0 | 0 | 0 | 0 | 0 | 0 | FALSE | KJFK | 2019-02-21 16:55 | 1 |  | https://www.homedepot.com/ | Mercantile (Retail Other Than Malls) | Retail Store |  |  | Consolidated Edison | Consolidated Edison | J - New York City
614 | GE Healthcare Troy | 100 Stone Clay Rd |  | Troy | NY | 12180 |  |  | 954.72 | 0 | 0 | 0 | 0 | 0 | 0 | 0 | 0 | 0 | 0 | 0 | FALSE | KALB | 2019-02-21 16:55 | 1 |  |  | Manufacturing | Machinery |  |  | National Grid - Upstate NY (Niagara Mohawk) |  | F - Capital
615 | JMDH Real Estate of Maspeth Warehouse, LLC | 43-40 57th Ave |  | Maspeth | NY | 11378 |  |  | 784.53 | 0 | 0 | 0 | 0 | 0 | 0 | 0 | 0 | 0 | 0 | 0 | FALSE | KLGA | 2019-02-21 16:55 | 1 | Jetro Maspeth | http://www.restaurantdepot.com/home | Food Service | Restaurant or Cafeteria |  |  | Consolidated Edison |  | J - New York City
616 | Jetro Port Chester | 305 South Regent St |  | Port Chester | NY | 10573 |  |  | 1104.92 | 0 | 0 | 0 | 0 | 0 | 0 | 0 | 0 | 0 | 0 | 0 | FALSE | KLGA | 2019-02-21 16:55 | 1 |  | http://www.restaurantdepot.com/home | Food Service | Restaurant or Cafeteria |  |  | Consolidated Edison |  | I - Dunwoodie
617 | City of Oneida Solar | 1279 Hubbard Pl |  | Oneida | NY | 13421 |  |  | 2026.08 | 0 | 0 | 0 | 0 | 0 | 0 | 0 | 0 | 0 | 0 | 0 | FALSE | KSYR | 2019-02-21 16:55 | 1 |  |  | Offsite Resource | Solar Farm |  |  | National Grid - Upstate NY (Niagara Mohawk) |  | E - Mohawk Valley
618 | Manhattan Beer Distributor - Suffern | 10 Dunnigan Dr |  | Suffern | NY | 10901 |  |  | 345.15 | 0 | 0 | 0 | 0 | 0 | 0 | 0 | 0 | 0 | 0 | 0 | FALSE | KLGA | 2019-02-21 16:55 | 1 |  | http://www.manhattanbeer.com/ | Warehouse and Storage | Distribution or Shipping Center |  |  | Orange and Rockland Utilities |  | G - Hudson Valley
619 | Diamond 333 Phase 2 | 333 North Bedford Rd |  | Mount Kisco | NY | 10549 |  |  | 441 | 0 | 0 | 0 | 0 | 0 | 0 | 0 | 0 | 0 | 0 | 0 | FALSE | KPOU | 2019-02-21 16:56 | 1 |  |  | Office | Mixed-Use Office |  |  | Consolidated Edison |  | H - Millwood
620 | Solean East 1 (North) | 1420 Buffalo St |  | Olean | NY | 14760 |  |  | 2708.55 | 0 | 0 | 0 | 0 | 0 | 0 | 0 | 0 | 0 | 0 | 0 | FALSE | KBUF | 2019-02-21 16:56 | 1 |  |  | Offsite Resource | Solar Farm |  |  | National Grid - Upstate NY (Niagara Mohawk) |  | A - West
621 | Solean East 2 (South) | 1420 Buffalo St |  | Olean | NY | 14760 |  |  | 2708.55 | 0 | 0 | 0 | 0 | 0 | 0 | 0 | 0 | 0 | 0 | 0 | FALSE | KBUF | 2019-02-21 16:56 | 1 |  |  | Offsite Resource | Solar Farm |  |  | National Grid - Upstate NY (Niagara Mohawk) |  | A - West
622 | Olean General Hospital | 1420 Buffalo St |  | Olean | NY | 14760 |  |  | 1995.84 | 0 | 0 | 0 | 0 | 0 | 0 | 0 | 0 | 0 | 0 | 0 | FALSE | KBUF | 2019-05-06 14:46 | 1 | Solean West |  | Offsite Resource | Solar Farm |  |  | National Grid - Upstate NY (Niagara Mohawk) |  | A - West
623 | Young Shing Trading | 51-01 Grand Ave |  | Queens | NY | 11378 |  |  | 538.68 | 0 | 0 | 0 | 0 | 0 | 0 | 0 | 0 | 0 | 0 | 0 | FALSE | KJFK | 2019-02-21 16:56 | 1 |  |  | Warehouse and Storage |  |  |  | Consolidated Edison |  | J - New York City
624 | Big Flats Innovation Center | 271 County Rd 64 |  | Big Flats | NY | 14814 |  |  | 1000 | 11400 | 0 | 0 | 0 | 0 | 0 | 0 | 0 | 0 | 0 | 0 | TRUE | KSYR | 2019-02-21 16:56 | 1 |  | https://www.corning.com/worldwide/en.html | Manufacturing | Nonmetallic Mineral Products |  |  | New York State Electric and Gas | New York State Electric and Gas | C - Central
625 | Findlay Plaza | 1201 Findlay Ave |  | Bronx | NY | 10456 |  |  | 200 | 0 | 0 | 0 | 0 | 0 | 0 | 0 | 0 | 0 | 0 | 0 | FALSE | KLGA | 2019-02-21 16:56 | 1 |  |  | Office | Bank or Other Financial Institution |  |  | Consolidated Edison | Consolidated Edison | J - New York City
626 | Camden Solar Farm | 2906 NY-69 |  | Camden | NY | 13316 |  |  | 2446.74 | 0 | 0 | 0 | 0 | 0 | 0 | 0 | 0 | 0 | 0 | 0 | FALSE | KSYR | 2019-02-21 16:56 | 1 |  |  | Offsite Resource | Solar Farm |  |  | New York State Electric and Gas |  | E - Mohawk Valley
627 | South Hill Business Campus | 950 Danby Rd |  | Ithaca | NY | 14850 |  |  | 500 | 0 | 0 | 0 | 0 | 0 | 0 | 0 | 0 | 0 | 0 | 0 | FALSE | KSYR | 2019-02-21 16:56 | 1 |  | http://www.southhillbusinesscampus.com/ | Office | Mixed-Use Office |  |  | New York State Electric and Gas | New York State Electric and Gas | C - Central
628 | Bay Park 1 | 3521 Neptune Ave |  | Brooklyn | NY | 11224 |  |  | 320 | 1656 | 0 | 0 | 0 | 0 | 0 | 0 | 0 | 0 | 0 | 0 | TRUE | KJFK | 2019-09-12 14:07 | 1 |  |  | Residential | Multifamily |  |  | Consolidated Edison | National Grid - NYC (Brooklyn Union) | J - New York City
629 | Bay Park 2 | 3601 Neptune Ave |  | Brooklyn | NY | 11224 |  |  | 320 | 1656 | 0 | 0 | 0 | 0 | 0 | 0 | 0 | 0 | 0 | 0 | TRUE | KJFK | 2019-09-12 14:07 | 1 |  |  | Residential | Multifamily |  |  | Consolidated Edison | National Grid - NYC (Brooklyn Union) | J - New York City
630 | Baer Road | 330 Lahm Rd |  | Callicoon | NY | 12723 |  |  | 2754.05 | 0 | 0 | 0 | 0 | 0 | 0 | 0 | 0 | 0 | 0 | 0 | FALSE | KPOU | 2019-02-21 16:57 | 1 |  |  | Offsite Resource | Solar Farm |  |  | New York State Electric and Gas |  | E - Mohawk Valley
631 | Lake Breeze Fruit Farm | 6226 Lake Rd |  | Sodus | NY | 14551 |  |  | 1080 | 0 | 0 | 0 | 0 | 0 | 0 | 0 | 0 | 0 | 0 | 0 | FALSE | KROC | 2019-02-21 16:57 | 1 |  |  | Agricultural |  |  |  | Rochester Gas and Electric |  | B - Genessee
632 | Candor Central School District | 163 Spencer Rd |  | Candor | NY | 13743 |  |  | 1077.12 | 0 | 0 | 0 | 0 | 0 | 0 | 0 | 0 | 0 | 0 | 0 | FALSE | KITH | 2019-02-21 16:57 | 1 |  |  | Offsite Resource | Solar Farm |  |  | New York State Electric and Gas |  | C - Central
633 | Mecklenburg Solar | 1730 Mecklenburg Rd |  | Ithaca | NY | 14850 |  |  | 2334.72 | 0 | 0 | 0 | 0 | 0 | 0 | 0 | 0 | 0 | 0 | 0 | FALSE | KITH | 2019-02-21 16:57 | 1 |  |  | Offsite Resource | Solar Farm |  |  | New York State Electric and Gas |  | C - Central
634 | Albany Broadcasting Co. | 63 Weisheit Rd |  | Glenmont | NY | 12077 |  |  | 2722.2 | 0 | 0 | 0 | 0 | 0 | 0 | 0 | 0 | 0 | 0 | 0 | FALSE | KALB | 2019-02-21 16:57 | 1 |  |  | Offsite Resource | Solar Farm |  |  | National Grid - Upstate NY (Niagara Mohawk) |  | F - Capital
635 | Glenwood - Liberty Plaza | 10 Liberty St |  | New York | NY | 10005 |  |  | 0 | 0 | 100 | 400 | 0 | 0 | 0 | 0 | 0 | 0 | 0 | 0 | FALSE | KLGA | 2019-04-04 18:52 | 1 |  |  | Residential | Multifamily |  |  | Consolidated Edison |  | J - New York City
636 | Glenwood - Emerald Green | 320 W 38th St |  | New York | NY | 10018 |  |  | 0 | 0 | 100 | 400 | 0 | 0 | 0 | 0 | 0 | 0 | 0 | 0 | FALSE | KLGA | 2019-04-04 18:52 | 1 |  |  | Residential | Multifamily |  |  | Consolidated Edison |  | J - New York City
637 | Glenwood - Barclay Tower | 10 Barclay St |  | New York | NY | 10007 |  |  | 0 | 0 | 225 | 2000 | 0 | 0 | 0 | 0 | 0 | 0 | 0 | 0 | FALSE | KLGA | 2019-04-04 18:53 | 1 |  |  | Residential | Multifamily |  |  | Consolidated Edison |  | J - New York City
638 | Glenwood - The Brittany | 1775 York Ave |  | New York | NY | 10128 |  |  | 0 | 0 | 100 | 400 | 0 | 0 | 0 | 0 | 0 | 0 | 0 | 0 | FALSE | KLGA | 2019-04-04 18:53 | 1 |  |  | Residential | Multifamily |  |  | Consolidated Edison |  | J - New York City
639 | Glenwood - The Barclay | 1755 York Ave |  | New York | NY | 10128 |  |  | 0 | 0 | 100 | 400 | 0 | 0 | 0 | 0 | 0 | 0 | 0 | 0 | FALSE | KLGA | 2019-04-04 18:53 | 1 |  |  | Residential | Multifamily |  |  | Consolidated Edison |  | J - New York City
640 | Glenwood - Paramount Tower | 240 E 39th St |  | New York | NY | 10016 |  |  | 0 | 0 | 100 | 400 | 0 | 0 | 0 | 0 | 0 | 0 | 0 | 0 | FALSE | KLGA | 2019-04-04 18:53 | 1 |  |  | Residential | Multifamily |  |  | Consolidated Edison |  | J - New York City
641 | NYC Health + Hospitals/Jacobi Campus | 1400 Pelham Pkwy S |  | Bronx | NY | 10461 |  |  | 0 | 0 | 100 | 400 | 0 | 0 | 0 | 0 | 0 | 0 | 0 | 0 | FALSE | KLGA | 2020-03-12 19:44 | 1 |  | https://www.nychealthandhospitals.org/jacobi/ | Health Care (Inpatient) | Hospital |  |  | Consolidated Edison |  | J - New York City
642 | Glenwood - Crystal Green | 330 W 39th St |  | New York | NY | 10018 |  |  | 0 | 0 | 125 | 300 | 0 | 0 | 0 | 0 | 0 | 0 | 0 | 0 | FALSE | KLGA | 2019-04-04 18:54 | 1 |  |  | Residential | Multifamily |  |  | Consolidated Edison |  | J - New York City
643 | Glenwood - The Bristol | 300 E 56th St |  | New York | NY | 10022 |  |  | 0 | 0 | 100 | 400 | 0 | 0 | 0 | 0 | 0 | 0 | 0 | 0 | FALSE | KLGA | 2019-04-04 18:54 | 1 |  |  | Residential | Multifamily |  |  | Consolidated Edison |  | J - New York City
644 | Glenwood - The Lucerne | 350 E 79th St |  | New York | NY | 10075 |  |  | 0 | 0 | 100 | 400 | 0 | 0 | 0 | 0 | 0 | 0 | 0 | 0 | FALSE | KLGA | 2019-04-04 18:54 | 1 |  |  | Residential | Multifamily |  |  | Consolidated Edison |  | J - New York City
645 | Glenwood - Grand Tier | 1930 Broadway |  | New York | NY | 10023 |  |  | 0 | 0 | 100 | 400 | 0 | 0 | 0 | 0 | 0 | 0 | 0 | 0 | FALSE | KLGA | 2019-04-04 18:54 | 1 |  |  | Residential | Multifamily |  |  | Consolidated Edison |  | J - New York City
646 | Glenwood - Briar Hill | 600 W 246th St |  | Bronx | NY | 10471 |  |  | 0 | 0 | 125 | 200 | 0 | 0 | 0 | 0 | 0 | 0 | 0 | 0 | FALSE | KLGA | 2019-04-04 18:54 | 1 |  |  | Residential | Multifamily |  |  | Consolidated Edison |  | J - New York City
647 | Glenwood - Hawthorn Park | 160 W 62nd St |  | New York | NY | 10023 |  |  | 0 | 0 | 125 | 500 | 0 | 0 | 0 | 0 | 0 | 0 | 0 | 0 | FALSE | KLGA | 2019-04-04 18:54 | 1 |  |  | Residential | Multifamily |  |  | Consolidated Edison |  | J - New York City
648 | Glenwood - The Fairmont | 300 E 75th St |  | New York | NY | 10021 |  |  | 0 | 0 | 125 | 300 | 0 | 0 | 0 | 0 | 0 | 0 | 0 | 0 | FALSE | KLGA | 2019-04-04 18:55 | 1 |  |  | Residential | Multifamily |  |  | Consolidated Edison |  | J - New York City
649 | The Westport | 500 W 56th St |  | New York | NY | 10019 |  |  | 160 | 815 | 0 | 0 | 0 | 0 | 0 | 0 | 0 | 0 | 0 | 0 | TRUE | KLGA | 2019-02-21 16:59 | 1 |  | http://www.relatedrentals.com/apartment-rentals/new-york-city/midtown/the-westport/available-apartments | Residential | Multifamily |  |  | Consolidated Edison | Consolidated Edison | J - New York City
650 | 7-Eleven | 58-20 Francis Lewis Blvd |  | Flushing | NY | 11364 |  |  | 0 | 0 | 27.2 | 96 | 0 | 0 | 0 | 0 | 0 | 0 | 0 | 0 | FALSE | KLGA | 2019-04-04 18:55 | 1 |  |  | Food Sales | Convenience Store |  |  | Consolidated Edison |  | J - New York City
651 | UPS Distribution Center | 643 W 43rd St |  | New York | NY | 10036 |  |  | 0 | 0 | 153 | 288 | 0 | 0 | 0 | 0 | 0 | 0 | 0 | 0 | FALSE | KLGA | 2019-04-04 18:55 | 1 |  |  | Warehouse and Storage | Distribution or Shipping Center |  |  | Consolidated Edison |  | J - New York City
652 | Walgreens Store #2122 | 1230 Nepperhan Ave |  | Yonkers | NY | 10703 |  |  | 0 | 0 | 27.2 | 64 | 0 | 0 | 0 | 0 | 0 | 0 | 0 | 0 | FALSE | KLGA | 2019-07-31 15:22 | 1 |  |  | Mercantile (Retail Other Than Malls) | Retail Store |  |  | Consolidated Edison |  | I - Dunwoodie
653 | AMC Loews Port Chester | 40 Westchester Ave |  | Port Chester | NY | 10573 |  |  | 0 | 0 | 36 | 72 | 0 | 0 | 0 | 0 | 0 | 0 | 0 | 0 | FALSE | KLGA | 2019-04-04 18:56 | 1 | AMC Theater |  | Public Assembly | Entertainment or Culture |  |  | Consolidated Edison |  | I - Dunwoodie
654 | Stephentown Spindle | 90 Grange Rd |  | Stephentown | NY | 12168 |  |  | 0 | 0 | 20000 | 5000 | 0 | 0 | 0 | 0 | 0 | 0 | 0 | 0 | FALSE | KLGA | 2019-04-04 18:56 | 1 |  |  | Offsite Resource | Utility Support |  |  | New York State Electric and Gas |  | F - Capital
655 | Monroe County A | 1714 Kennedy Rd |  | Webster | NY | 14580 |  |  | 2387.88 | 0 | 0 | 0 | 0 | 0 | 0 | 0 | 0 | 0 | 0 | 0 | FALSE | KROC | 2019-02-21 17:00 | 1 |  |  | Offsite Resource | Solar Farm |  |  | Rochester Gas and Electric |  | B - Genessee
656 | Silver Towers - Kew Gardens | 12510 Queens Blvd |  | Kew Gardens | NY | 11415 |  |  | 100 | 613 | 0 | 0 | 0 | 0 | 0 | 0 | 0 | 0 | 0 | 0 | TRUE | KJFK | 2020-02-06 01:05 | 1 |  |  | Residential | Multifamily |  |  | Consolidated Edison | National Grid - NYC (Brooklyn Union) | J - New York City
657 | Compass Residences | 1512 Boone Ave |  | Bronx | NY | 10460 |  |  | 260 | 1552 | 0 | 0 | 0 | 0 | 0 | 0 | 0 | 0 | 0 | 0 | TRUE | KLGA | 2019-02-21 17:03 | 3 |  |  | Residential | Multifamily |  |  | Consolidated Edison | Consolidated Edison | J - New York City
659 | City of Utica 2 | 77 Scotch-Settlement Rd |  | Gouverneur | NY | 13642 |  |  | 1442.7 | 0 | 0 | 0 | 0 | 0 | 0 | 0 | 0 | 0 | 0 | 0 | FALSE | KART | 2019-02-21 17:02 | 1 |  |  | Offsite Resource | Solar Farm |  |  | National Grid - Upstate NY (Niagara Mohawk) |  | E - Mohawk Valley
660 | Shames JCC on the Hudson | 425 S Broadway |  | Tarrytown | NY | 10591 |  |  | 249.04 | 0 | 0 | 0 | 0 | 0 | 0 | 0 | 0 | 0 | 0 | 0 | FALSE | KPOU | 2019-02-21 17:02 | 1 |  | https://www.shamesjcc.org/ | Public Assembly | Social or Meeting |  |  | Consolidated Edison |  | I - Dunwoodie
661 | Hudson City School District | 215 Harry Howard Ave |  | Hudson | NY | 12534 |  |  | 1221.12 | 0 | 0 | 0 | 0 | 0 | 0 | 0 | 0 | 0 | 0 | 0 | FALSE | KALB | 2019-02-21 17:02 | 1 |  | http://www.hudsoncityschooldistrict.com/jrhs/ | Education | High School |  |  | National Grid - Upstate NY (Niagara Mohawk) |  | F - Capital
662 | College of Mount St. Vincent | 6301 Riverdale Ave |  | Bronx | NY | 10471 |  |  | 532.53 | 0 | 0 | 0 | 0 | 0 | 0 | 0 | 0 | 0 | 0 | 0 | FALSE | KLGA | 2019-02-21 17:02 | 1 |  | https://mountsaintvincent.edu/ | Education | College or University |  |  | Consolidated Edison |  | J - New York City
663 | Warwick Valley Central School District | 144 Sanfordville Rd |  | Warwick | NY | 10990 |  |  | 2438.46 | 0 | 0 | 0 | 0 | 0 | 0 | 0 | 0 | 0 | 0 | 0 | FALSE | KPOU | 2019-02-21 17:02 | 1 |  | http://www.warwickvalleyschools.com/ | Education | High School |  |  | Orange and Rockland Utilities |  | G - Hudson Valley
664 | Onondaga County Jamesville Penitentiary | 6660 E Seneca Turnpike |  | Jamesville | NY | 13078 |  |  | 2468.67 | 0 | 0 | 0 | 0 | 0 | 0 | 0 | 0 | 0 | 0 | 0 | FALSE | KSYR | 2019-02-21 17:02 | 1 | Jamesville Correctional Facility |  | Public Order and Safety | Jail, Reformatory, or Penitentiary |  |  | National Grid - Upstate NY (Niagara Mohawk) |  | C - Central
665 | Monroe County B | 1715 Kennedy Rd |  | Webster | NY | 14580 |  |  | 2387.88 | 0 | 0 | 0 | 0 | 0 | 0 | 0 | 0 | 0 | 0 | 0 | FALSE | KROC | 2019-02-21 17:00 | 1 |  |  | Offsite Resource | Solar Farm |  |  | Rochester Gas and Electric |  | B - Genessee
666 | Monroe County C | 170 Payne Beach Rd |  | Hilton | NY | 14468 |  |  | 2858.22 | 0 | 0 | 0 | 0 | 0 | 0 | 0 | 0 | 0 | 0 | 0 | FALSE | KROC | 2019-02-21 17:00 | 1 |  |  | Offsite Resource | Solar Farm |  |  | Rochester Gas and Electric |  | B - Genessee
667 | Monroe County D | 171 Payne Beach Rd |  | Hilton | NY | 14468 |  |  | 2858.22 | 0 | 0 | 0 | 0 | 0 | 0 | 0 | 0 | 0 | 0 | 0 | FALSE | KROC | 2019-02-21 17:00 | 1 |  |  | Offsite Resource | Solar Farm |  |  | Rochester Gas and Electric |  | B - Genessee
668 | Monroe County E | 172 Payne Beach Rd |  | Hilton | NY | 14468 |  |  | 2823.12 | 0 | 0 | 0 | 0 | 0 | 0 | 0 | 0 | 0 | 0 | 0 | FALSE | KROC | 2019-02-21 17:00 | 1 |  |  | Offsite Resource | Solar Farm |  |  | Rochester Gas and Electric |  | B - Genessee
669 | Oneida County DPW | 600 Airport Rd |  | Oriskany | NY | 13424 |  |  | 1992.6 | 0 | 0 | 0 | 0 | 0 | 0 | 0 | 0 | 0 | 0 | 0 | FALSE | KSYR | 2019-02-21 17:00 | 1 |  |  | Office | Government Office |  |  | National Grid - Upstate NY (Niagara Mohawk) |  | E - Mohawk Valley
670 | Jefferson-Lewis BOCES | 20104 NY-3 |  | Watertown | NY | 13601 |  |  | 2630.61 | 0 | 0 | 0 | 0 | 0 | 0 | 0 | 0 | 0 | 0 | 0 | FALSE | KART | 2019-02-21 17:00 | 1 |  |  | Offsite Resource | Solar Farm |  |  | National Grid - Upstate NY (Niagara Mohawk) |  | E - Mohawk Valley
671 | Interfaith Medical Center | 1545 Atlantic Ave |  | Brooklyn | NY | 11213 |  |  | 300 | 1839 | 0 | 0 | 0 | 0 | 0 | 0 | 0 | 0 | 0 | 0 | TRUE | KJFK | 2019-02-21 17:01 | 1 |  | http://www.interfaithmedical.com/ | Health Care (Inpatient) | Hospital |  |  | Consolidated Edison | National Grid - NYC (Brooklyn Union) | J - New York City
672 | Town of Wawarsing | 29 George Young Blvd |  | Wawarsing | NY | 12446 |  |  | 1123.2 | 0 | 0 | 0 | 0 | 0 | 0 | 0 | 0 | 0 | 0 | 0 | FALSE | KPOU | 2019-02-21 17:01 | 1 |  |  | Offsite Resource | Solar Farm |  |  | Central Hudson Gas and Electric |  | G - Hudson Valley
673 | Best Equities LLC | 236 Richmond Valley Rd |  | Staten Island | NY | 10309 |  |  | 347.14 | 0 | 0 | 0 | 0 | 0 | 0 | 0 | 0 | 0 | 0 | 0 | FALSE | KJFK | 2019-02-21 17:01 | 1 |  |  | Public Assembly | Recreation |  |  | Consolidated Edison |  | J - New York City
674 | Town of Greece | 286 N Greece Rd |  | Rochester | NY | 14612 |  |  | 286.65 | 0 | 0 | 0 | 0 | 0 | 0 | 0 | 0 | 0 | 0 | 0 | FALSE | KROC | 2019-02-21 17:01 | 1 |  |  | Agricultural |  |  |  | Rochester Gas and Electric |  | B - Genessee
675 | J Kings Food Service 1 | 700 Furrows Rd |  | Holtsville | NY | 11742 |  |  | 439.28 | 0 | 0 | 0 | 0 | 0 | 0 | 0 | 0 | 0 | 0 | 0 | FALSE | KJFK | 2019-02-21 17:01 | 1 |  | http://www.jkings.com/ | Warehouse and Storage | Distribution or Shipping Center |  |  | Long Island Power Authority (PSEG-LI) |  | K - Long Island
676 | J Kings Food Service 2 | 700 Furrows Rd |  | Holtsville | NY | 11742 |  |  | 331.84 | 0 | 0 | 0 | 0 | 0 | 0 | 0 | 0 | 0 | 0 | 0 | FALSE | KJFK | 2019-02-21 17:01 | 1 |  | http://www.jkings.com/ | Warehouse and Storage | Distribution or Shipping Center |  |  | Long Island Power Authority (PSEG-LI) |  | K - Long Island
677 | City of Rochester | 1655 Lexington Ave |  | Rochester | NY | 14606 |  |  | 2635.11 | 0 | 0 | 0 | 0 | 0 | 0 | 0 | 0 | 0 | 0 | 0 | FALSE | KROC | 2019-02-21 17:01 | 1 |  |  | Offsite Resource | Solar Farm |  |  | Rochester Gas and Electric |  | B - Genessee
678 | Courtyard New York Downtown Manhattan/World Trade Center Area | 133 Greenwich St |  | New York | NY | 10006 |  |  | 130 | 776 | 0 | 0 | 0 | 0 | 0 | 0 | 0 | 0 | 0 | 0 | TRUE | KLGA | 2019-02-21 17:01 | 1 |  | https://www.marriott.com/hotels/hotel-information/restaurant/nycxm-courtyard-new-york-downtown-manhattan-world-trade-center-area/ | Lodging | Hotel |  |  | Consolidated Edison | Consolidated Edison | J - New York City
679 | EVEN Hotel New York - Midtown East | 219 E 44th St |  | New York | NY | 10017 |  |  | 130 | 776 | 0 | 0 | 0 | 0 | 0 | 0 | 0 | 0 | 0 | 0 | TRUE | KLGA | 2019-02-21 17:01 | 1 |  | https://www.ihg.com/evenhotels/hotels/us/en/new-york/nycev/hoteldetail?cm_sp=OSMAM-VN-US-EN-featured-midtown | Lodging | Hotel |  |  | Consolidated Edison | Consolidated Edison | J - New York City
680 | Lockheed Martin Syracuse | 497 Electronics Pkwy |  | Liverpool | NY | 13088 |  |  | 0 | 0 | 1000 | 1400 | 0 | 0 | 0 | 0 | 0 | 0 | 0 | 0 | FALSE | KSYR | 2019-04-04 18:56 | 1 |  |  | Manufacturing | Miscellaneous |  |  | National Grid - Upstate NY (Niagara Mohawk) |  | C - Central
681 | Red Hook Recreation Center | 155 Bay St |  | Brooklyn | NY | 11232 |  |  | 0 | 0 | 6 | 21 | 0 | 0 | 0 | 0 | 0 | 0 | 0 | 0 | FALSE | KLGA | 2019-04-04 18:56 | 1 |  |  | Public Assembly | Recreation |  |  | Consolidated Edison |  | J - New York City
682 | Riverwalk Point | 480 Main St |  | New York | NY | 10044 |  |  | 65 | 388 | 0 | 0 | 0 | 0 | 0 | 0 | 0 | 0 | 0 | 0 | TRUE | KEWR | 2019-02-21 17:03 | 1 |  | http://www.relatedrentals.com/apartment-rentals/new-york-city/roosevelt-island/riverwalk-point?ctd_ac=3399705&LOC=RR652_DIGUNK_VAN00.1100&ctx_name=RR652_DIGUNK_VAN00.1100&cmpid=van-bing-vanityurlredir | Residential | Multifamily |  |  | Consolidated Edison | Consolidated Edison | J - New York City
683 | One North Fourth | 1 N 4th Pl |  | Brooklyn | NY | 11249 |  |  | 200 | 811 | 0 | 0 | 0 | 0 | 0 | 0 | 0 | 0 | 0 | 0 | TRUE | KLGA | 2019-02-21 17:03 | 1 |  | http://www.1n4th.com/ | Residential | Multifamily |  |  | Consolidated Edison | National Grid - NYC (Brooklyn Union) | J - New York City
684 | Hudson Yards New York | 501 West 33rd Street |  | New York | NY | 10001 |  |  | 1200 | 5248.8 | 0 | 0 | 0 | 0 | 0 | 0 | 0 | 0 | 0 | 0 | TRUE | KLGA | 2019-04-04 18:13 | 1 |  | https://www.hudsonyardsnewyork.com/ | Office | Mixed-Use Office |  |  | Consolidated Edison | Consolidated Edison | J - New York City
685 | The Parkline | 626 Flatbush Ave |  | Brooklyn | NY | 11225 |  |  | 65 | 388 | 0 | 0 | 0 | 0 | 0 | 0 | 0 | 0 | 0 | 0 | TRUE | KLGA | 2019-02-21 17:03 | 1 |  | http://www.theparkline.com/ | Residential | Multifamily |  |  | Consolidated Edison | National Grid - NYC (Brooklyn Union) | J - New York City
686 | Morris Avenue Apartments | 655 Morris Ave |  | Bronx | NY | 10451 |  |  | 65 | 388 | 0 | 0 | 0 | 0 | 0 | 0 | 0 | 0 | 0 | 0 | TRUE | KLGA | 2019-02-21 17:03 | 1 |  |  | Residential | Multifamily |  |  | Consolidated Edison | Consolidated Edison | J - New York City
687 | Birchwood Towers - The Bel Air | 66-36 Yellowstone Blvd |  | Forest Hills | NY | 11375 |  |  | 130 | 776 | 0 | 0 | 0 | 0 | 0 | 0 | 0 | 0 | 0 | 0 | FALSE | KLGA | 2019-08-28 14:59 | 1 |  |  | Residential | Multifamily |  |  | Consolidated Edison | National Grid - NYC (Brooklyn Union) | J - New York City
688 | Hunters Point South A | 1-50 50th Ave |  | Long Island City | NY | 11101 |  |  | 130 | 776 | 0 | 0 | 0 | 0 | 0 | 0 | 0 | 0 | 0 | 0 | TRUE | KLGA | 2019-02-21 17:03 | 1 |  | http://www.hunterspointsouthliving.com/ | Residential | Multifamily |  |  | Consolidated Edison | Consolidated Edison | J - New York City
689 | Fordham University | 4101 Arthur Kill Rd |  | Staten Island | NY | 10309 |  |  | 2600.32 | 0 | 0 | 0 | 0 | 0 | 0 | 0 | 0 | 0 | 0 | 0 | FALSE | KJFK | 2019-02-21 17:03 | 1 |  | https://www.fordham.edu/ | Education | College or University |  |  | Consolidated Edison |  | J - New York City
690 | Riu Plaza NE | 741 8th Ave |  | New York | NY | 10036 |  |  | 325 | 1940 | 0 | 0 | 0 | 0 | 0 | 0 | 0 | 0 | 0 | 0 | TRUE | KLGA | 2019-02-21 17:04 | 1 | Riu Hotel New York | https://www.riu.com/en/hotel/usa/new-york/hotel-riu-plaza-new-york-times-square/index.jsp?gclid=EAIaIQobChMIhc_a4Nuw2wIVAR1pCh3CKwfPEAAYASAAEgIjjvD_BwE&gclsrc=aw.ds&dclid=CPDMy-rbsNsCFUTG4wcdZosEpA | Lodging | Hotel |  |  | Consolidated Edison | Consolidated Edison | J - New York City
691 | Riu Plaza New York Times Square Hotel | 301 West 46th St |  | New York | NY | 10036 |  |  | 130 | 776 | 0 | 0 | 0 | 0 | 0 | 0 | 0 | 0 | 0 | 0 | TRUE | KLGA | 2019-02-21 17:04 | 1 |  | https://www.riu.com/en/hotel/usa/new-york/hotel-riu-plaza-new-york-times-square/index.jsp?gclid=EAIa | Lodging | Hotel |  |  | Consolidated Edison | Consolidated Edison | J - New York City
692 | Fordham Prep School | 4101 Arthur Kill Rd |  | Staten Island | NY | 10309 |  |  | 499.8 | 0 | 0 | 0 | 0 | 0 | 0 | 0 | 0 | 0 | 0 | 0 | FALSE | KJFK | 2019-02-21 17:03 | 1 |  | https://www.fordhamprep.org/ | Education | High School |  |  | Consolidated Edison |  | J - New York City
693 | River Park Residences | 16 Richman Plaza |  | Bronx | NY | 10453 |  |  | 1000 | 4055 | 0 | 0 | 0 | 0 | 0 | 0 | 0 | 0 | 0 | 0 | TRUE | KLGA | 2019-09-26 17:23 | 1 |  | http://www.reliantrs.com/river_park.html | Residential | Multifamily |  |  | Consolidated Edison | Consolidated Edison | J - New York City
694 | The San Remo | 145-146 Central Park West |  | New York | NY | 10023 |  |  | 260 | 1552 | 0 | 0 | 0 | 0 | 0 | 0 | 0 | 0 | 0 | 0 | FALSE | KLGA | 2019-06-24 16:48 | 1 |  |  | Residential | Multifamily |  |  | Consolidated Edison | Consolidated Edison | J - New York City
695 | The Excelsior | 303 E 57th St |  | New York | NY | 10022 |  |  | 200 | 1226 | 0 | 0 | 0 | 0 | 0 | 0 | 0 | 0 | 0 | 0 | TRUE | KLGA | 2019-02-21 17:04 | 1 |  |  | Residential | Multifamily |  |  | Consolidated Edison | Consolidated Edison | J - New York City
696 | Hunters Point South B | 1-55 Borden Ave |  | Long Island City | NY | 11101 |  |  | 65 | 0 | 0 | 0 | 0 | 0 | 0 | 0 | 0 | 0 | 0 | 0 | TRUE | KLGA | 2019-02-21 16:42 | 1 |  | https://www.hunterspointsouthliving.com/ | Residential | Multifamily |  |  | Consolidated Edison | Consolidated Edison | J - New York City
697 | Ulster County | 1951 Frank Sottile Blvd |  | Kingston | NY | 12402 |  |  | 1900.8 | 0 | 0 | 0 | 0 | 0 | 0 | 0 | 0 | 0 | 0 | 0 | FALSE | KPOU | 2019-02-21 17:04 | 1 |  | http://www.ucrra.org/ | Utilities Water and Waste Management | Landfill |  |  | Central Hudson Gas and Electric |  | G - Hudson Valley
698 | Time Warner Cable | 6941 Shannon Rd |  | Bath | NY | 14810 |  |  | 2773.98 | 0 | 0 | 0 | 0 | 0 | 0 | 0 | 0 | 0 | 0 | 0 | FALSE | KITH | 2019-02-21 17:04 | 1 |  | https://www.spectrum.com/?cmp=TWC | Offsite Resource | Solar Farm |  |  | New York State Electric and Gas |  | C - Central
699 | Lamb-Lakeshore Dairy | 3071 Youngstown Rd |  | Wilson | NY | 14172 |  |  | 600 | 0 | 0 | 0 | 0 | 0 | 0 | 0 | 0 | 0 | 0 | 0 | FALSE | KIAG | 2019-06-21 17:03 | 1 |  |  | Agricultural | Dairy |  |  | National Grid - Upstate NY (Niagara Mohawk) | National Fuel Gas Distribution | A - West
700 | SUNY New Paltz | 1 Hawk Dr |  | New Paltz | NY | 12561 |  |  | 218.08 | 0 | 100 | 200 | 0 | 0 | 0 | 0 | 0 | 0 | 0 | 0 | FALSE | KLGA | 2019-04-04 18:56 | 1 |  |  | Education | College or University |  |  | Central Hudson Gas and Electric |  | G - Hudson Valley
701 | Elmira Southside School | 777 S Main St |  | Elmira | NY | 14904 |  |  | 0 | 0 | 0 | 0 | 190.25 | 104.6375 | 1522 | 837.1 | 0 | 0 | 0 | 0 | FALSE | KSYR | 2020-10-09 20:58 | 1 |  |  | Education | High School |  |  | New York State Electric and Gas |  | C - Central
702 | Memorial Sloan Kettering Westchester | 500 Westchester Ave |  | West Harrison | NY | 10604 |  |  | 0 | 0 | 0 | 0 | 190.25 | 104.6375 | 1522 | 837.1 | 0 | 0 | 0 | 0 | FALSE | KLGA | 2020-10-09 21:00 | 1 | Memorial Sloan Kettering Cancer Center; MSK Westchester |  | Health Care (Inpatient) | Hospital |  |  | Consolidated Edison |  | I - Dunwoodie
703 | Citigroup Headquarters | 388 Greenwich St |  | New York | NY | 10013 |  |  | 0 | 0 | 0 | 0 | 1046.375 | 575.5063 | 8371 | 4604.05 | 0 | 0 | 0 | 0 | FALSE | KLGA | 2020-10-09 20:45 | 1 | Shearson Lehman Plaza; Travelers Building |  | Office | Bank or Other Financial Institution |  |  | Consolidated Edison |  | J - New York City
704 | Manhattan Center | 311 W 34th St |  | New York | NY | 10001 |  |  | 0 | 0 | 0 | 0 | 350 | 192.5 | 2800 | 1540 | 0 | 0 | 0 | 0 | FALSE | KLGA | 2020-10-09 20:47 | 1 | Hammerstein Ballroom |  | Public Assembly | Entertainment or Culture |  |  | Consolidated Edison |  | J - New York City
705 | SUNY Jefferson Community College | 1220 Coffeen St |  | Watertown | NY | 13601 |  |  | 0 | 0 | 0 | 0 | 160 | 88 | 1280 | 704 | 0 | 0 | 0 | 0 | FALSE | KSYR | 2020-10-09 20:50 | 1 | John W. Deans Collaborative Learning Center |  | Education | College or University |  |  | National Grid - Upstate NY (Niagara Mohawk) |  | E - Mohawk Valley
706 | Morgan Stanley - NYC | 522 5th Ave |  | New York | NY | 10036 |  |  | 0 | 0 | 0 | 0 | 490 | 269.5 | 3920 | 2156 | 0 | 0 | 0 | 0 | FALSE | KLGA | 2020-10-09 20:52 | 1 |  |  | Office | Bank or Other Financial Institution |  |  | Consolidated Edison |  | J - New York City
707 | Credit Suisse | 11 Madison Ave |  | New York | NY | 10010 |  |  | 0 | 0 | 0 | 0 | 1496 | 822.8 | 11968 | 6582.4 | 0 | 0 | 0 | 0 | FALSE | KLGA | 2020-10-09 21:02 | 2 | Metropolitan Life North Building; Eleven Madison |  | Office | Bank or Other Financial Institution |  |  | Consolidated Edison |  | J - New York City
708 | Regeneron Pharmaceuticals, Inc. | 1 Rockwood Rd |  | Sleepy Hollow | NY | 12601 |  |  | 1024.65 | 0 | 0 | 0 | 0 | 0 | 0 | 0 | 0 | 0 | 0 | 0 | FALSE | KPOU | 2019-02-21 17:05 | 1 |  | https://www.regeneron.com/ | Manufacturing | Chemicals |  |  | Consolidated Edison |  | I - Dunwoodie
709 | TIAA | 730 3rd Ave |  | New York | NY | 10017 |  |  | 0 | 0 | 0 | 0 | 825 | 453.75 | 6600 | 3630 | 0 | 0 | 0 | 0 | FALSE | KLGA | 2020-10-09 20:58 | 1 |  |  | Office | Bank or Other Financial Institution |  |  | Consolidated Edison |  | J - New York City
710 | AXA Equitable Center | 787 7th Ave |  | New York | NY | 10019 |  |  | 0 | 0 | 0 | 0 | 1237.5 | 680.625 | 9900 | 5445 | 0 | 0 | 0 | 0 | FALSE | KLGA | 2020-10-09 21:00 | 1 | The Equitable Tower; Equitable Center West |  | Office | Bank or Other Financial Institution |  |  | Consolidated Edison |  | J - New York City
711 | Goldman Sachs Manhattan HQ | 200 West St |  | New York | NY | 10282 |  |  | 0 | 0 | 0 | 0 | 2530 | 1391.5 | 20240 | 11132 | 0 | 0 | 0 | 0 | FALSE | KLGA | 2020-10-09 20:45 | 1 |  |  | Office | Bank or Other Financial Institution |  |  | Consolidated Edison |  | J - New York City
712 | Rockefeller Center | 30 Rockefeller Plaza |  | New York | NY | 10112 |  |  | 0 | 0 | 0 | 0 | 1127.5 | 620.125 | 9020 | 4961 | 0 | 0 | 0 | 0 | FALSE | KLGA | 2020-10-09 20:48 | 1 |  |  | Office | Mixed-Use Office |  |  | Consolidated Edison |  | J - New York City
713 | 55 Water Street | 55 Water St |  | New York | NY | 10041 |  |  | 0 | 0 | 0 | 0 | 2000 | 1100 | 16000 | 8800 | 0 | 0 | 0 | 0 | FALSE | KLGA | 2020-10-09 20:50 | 1 |  |  | Office | Mixed-Use Office |  |  | Consolidated Edison |  | J - New York City
714 | 1155 Avenue of the Americas | 1155 6th Ave |  | New York | NY | 10036 |  |  | 0 | 0 | 0 | 0 | 406 | 223.3 | 3248 | 1786.4 | 0 | 0 | 0 | 0 | FALSE | KLGA | 2020-10-09 20:52 | 1 | Durst Building |  | Office | Mixed-Use Office |  |  | Consolidated Edison |  | J - New York City
715 | Verizon Building | 140 West St |  | New York | NY | 10013 |  |  | 0 | 0 | 0 | 0 | 1260 | 693 | 10080 | 5544 | 0 | 0 | 0 | 0 | FALSE | KLGA | 2020-10-09 20:54 | 1 | Barclay-Vesey Building; New York Telephone Company Building |  | Office |  |  |  | Consolidated Edison |  | J - New York City
716 | GE Global Research [Broadalbin] | 560 NY-29 |  | Broadalbin | NY | 12025 |  |  | 2984.85 | 0 | 0 | 0 | 0 | 0 | 0 | 0 | 0 | 0 | 0 | 0 | FALSE | KALB | 2019-02-21 17:06 | 1 |  | https://www.geglobalresearch.com/ | Offsite Resource | Solar Farm |  |  | National Grid - Upstate NY (Niagara Mohawk) |  | F - Capital
717 | GE Global Research [Amsterdam A] | 537 NY-67 |  | Amsterdam | NY | 12010 |  |  | 2984.85 | 0 | 0 | 0 | 0 | 0 | 0 | 0 | 0 | 0 | 0 | 0 | FALSE | KALB | 2019-02-21 17:06 | 1 |  | https://www.geglobalresearch.com/ | Offsite Resource | Solar Farm |  |  | National Grid - Upstate NY (Niagara Mohawk) |  | F - Capital
718 | GE Global Research [Amsterdam B] | 546 NY-67 |  | Amsterdam | NY | 12010 |  |  | 2984.85 | 0 | 0 | 0 | 0 | 0 | 0 | 0 | 0 | 0 | 0 | 0 | FALSE | KALB | 2019-02-21 17:06 | 1 |  | https://www.geglobalresearch.com/ | Offsite Resource | Solar Farm |  |  | National Grid - Upstate NY (Niagara Mohawk) |  | F - Capital
719 | GE Global Research [Delanson A] | 664 Alexander Rd |  | Delanson | NY | 12053 |  |  | 2984.85 | 0 | 0 | 0 | 0 | 0 | 0 | 0 | 0 | 0 | 0 | 0 | FALSE | KALB | 2019-02-21 17:06 | 1 |  | https://www.geglobalresearch.com/ | Offsite Resource | Solar Farm |  |  | National Grid - Upstate NY (Niagara Mohawk) |  | F - Capital
720 | GE Global Research [Johnstown A] | 171-173 County Hwy 142A |  | Johnstown | NY | 12095 |  |  | 2984.85 | 0 | 0 | 0 | 0 | 0 | 0 | 0 | 0 | 0 | 0 | 0 | FALSE | KALB | 2019-02-21 17:06 | 1 |  | https://www.geglobalresearch.com/ | Offsite Resource | Solar Farm |  |  | National Grid - Upstate NY (Niagara Mohawk) |  | F - Capital
721 | GE Global Research [Sharon Springs] | 106 Empie Rd |  | Sharon Springs | NY | 13459 |  |  | 2984.85 | 0 | 0 | 0 | 0 | 0 | 0 | 0 | 0 | 0 | 0 | 0 | FALSE | KALB | 2019-02-21 17:06 | 1 |  | https://www.geglobalresearch.com/ | Offsite Resource | Solar Farm |  |  | National Grid - Upstate NY (Niagara Mohawk) |  | F - Capital
722 | Broome County - 399 Broome Corp Pkwy | 399 Broome Corporate Pkwy |  | Conklin | NY | 13748 |  |  | 2791.86 | 0 | 0 | 0 | 0 | 0 | 0 | 0 | 0 | 0 | 0 | 0 | FALSE | KBGM | 2019-02-21 17:06 | 1 |  | https://www.ny.gov/counties/broome | Office | Government Office |  |  | New York State Electric and Gas |  | C - Central
723 | Broome County - 375 Broome Corp Pkwy | 375 Broome Corporate Pkwy |  | Conklin | NY | 13748 |  |  | 2485.96 | 0 | 0 | 0 | 0 | 0 | 0 | 0 | 0 | 0 | 0 | 0 | FALSE | KBGM | 2019-02-21 17:07 | 1 |  | https://www.ny.gov/counties/broome | Office | Government Office |  |  | New York State Electric and Gas |  | C - Central
724 | Oswego County Fulton | 3125 NY-3 |  | Fulton | NY | 13069 |  |  | 2509.14 | 0 | 0 | 0 | 0 | 0 | 0 | 0 | 0 | 0 | 0 | 0 | FALSE | KSYR | 2019-02-21 17:07 | 1 |  | http://oswegocounty.com/ | Public Order and Safety | Jail, Reformatory, or Penitentiary |  |  | National Grid - Upstate NY (Niagara Mohawk) |  | C - Central
726 | City of Beacon | 100 Dennings Ave |  | Beacon | NY | 12508 |  |  | 2794.68 | 0 | 0 | 0 | 0 | 0 | 0 | 0 | 0 | 0 | 0 | 0 | FALSE | KSWF | 2019-02-21 17:07 | 1 |  | http://www.cityofbeacon.org/ | Utilities Water and Waste Management | Landfill |  |  | Central Hudson Gas and Electric |  | G - Hudson Valley
727 | Anheuser Busch LLC (NY 15 0107) | 1299 Kingdom Rd |  | Baldwinsville | NY | 13027 |  |  | 2756.52 | 0 | 0 | 0 | 0 | 0 | 0 | 0 | 0 | 0 | 0 | 0 | FALSE | KSYR | 2019-02-21 17:07 | 1 |  | https://www.anheuser-busch.com/ | Offsite Resource | Solar Farm |  |  | National Grid - Upstate NY (Niagara Mohawk) |  | C - Central
728 | St. Lawrence University (NY 14 0111) | 24805 County Rd 67 |  | Watertown | NY | 13601 |  |  | 2906.46 | 0 | 0 | 0 | 0 | 0 | 0 | 0 | 0 | 0 | 0 | 0 | FALSE | KART | 2019-02-21 17:07 | 1 |  | https://www.stlawu.edu/ | Offsite Resource | Solar Farm |  |  | National Grid - Upstate NY (Niagara Mohawk) |  | E - Mohawk Valley
729 | Time Warner Cable Enterprises LLC (NY 14 0188) | 6607 Bartlett Rd |  | Rome | NY | 13440 |  |  | 2843.1 | 0 | 0 | 0 | 0 | 0 | 0 | 0 | 0 | 0 | 0 | 0 | FALSE | KSYR | 2019-02-21 17:07 | 1 |  | https://www.spectrum.com/?cmp=TWC | Offsite Resource | Solar Farm |  |  | National Grid - Upstate NY (Niagara Mohawk) |  | E - Mohawk Valley
730 | Glenn Gardens Apartments | 175 W 87th St |  | New York | NY | 10024 |  |  | 200 | 1400 | 0 | 0 | 0 | 0 | 0 | 0 | 0 | 0 | 0 | 0 | TRUE | KLGA | 2019-02-21 17:07 | 1 |  | http://www.glenngardens.com/ | Residential | Multifamily |  |  | Consolidated Edison | Consolidated Edison | J - New York City
731 | SUNY Poly Perth | 4335 NY-30 |  | Amsterdam | NY | 12010 |  |  | 5230 | 0 | 0 | 0 | 0 | 0 | 0 | 0 | 0 | 0 | 0 | 0 | FALSE | KALB | 2019-02-21 17:08 | 1 |  | https://sunypoly.edu/ | Offsite Resource | Solar Farm |  |  | National Grid - Upstate NY (Niagara Mohawk) |  | F - Capital
732 | Wal-Mart Stores Inc. - 8005 Call Pkwy | 8005 Call Pkwy |  | Batavia | NY | 14020 |  |  | 2828.15 | 0 | 0 | 0 | 0 | 0 | 0 | 0 | 0 | 0 | 0 | 0 | FALSE | KROC | 2019-02-21 17:08 | 1 |  | https://www.walmart.com/?adid=22222222220220085369&wmlspartner=wmtlabs&wl0=e&wl1=g&wl2=c&wl3=210041945663&wl4=kwd-27665750&wl5=9005080&wl6=&wl7=&wl8=&veh=sem | Offsite Resource | Solar Farm |  |  | National Grid - Upstate NY (Niagara Mohawk) |  | A - West
733 | Town of Grand Island - 7755 Oak Orchard Road | 7755 Oak Orchard Rd |  | Batavia | NY | 14020 |  |  | 2902.44 | 0 | 0 | 0 | 0 | 0 | 0 | 0 | 0 | 0 | 0 | 0 | FALSE | KROC | 2019-02-21 17:08 | 1 |  | http://www.grand-island.ny.us/ | Offsite Resource | Solar Farm |  |  | National Grid - Upstate NY (Niagara Mohawk) |  | A - West
734 | Praxair - 8169 Bank Street Road | 8169 Bank Street Rd |  | Batavia | NY | 14020 |  |  | 2828.15 | 0 | 0 | 0 | 0 | 0 | 0 | 0 | 0 | 0 | 0 | 0 | FALSE | KROC | 2019-02-21 17:08 | 1 |  | http://www.praxair.com/ | Offsite Resource | Solar Farm |  |  | National Grid - Upstate NY (Niagara Mohawk) |  | A - West
735 | Barton Mines Company, LLC - 28 Barton Mines Lane | 28 Barton Mines Rd |  | North Creek | NY | 12853 |  |  | 2692.8 | 0 | 0 | 0 | 0 | 0 | 0 | 0 | 0 | 0 | 0 | 0 | FALSE | KSLK | 2019-02-21 17:08 | 1 |  | https://www.barton.com/about-barton/ | Offsite Resource | Solar Farm |  |  | National Grid - Upstate NY (Niagara Mohawk) |  | F - Capital
736 | General Electric (19th Hole Solar) | 2617 NY-67 |  | Johnstown | NY | 12095 |  |  | 10460 | 0 | 0 | 0 | 0 | 0 | 0 | 0 | 0 | 0 | 0 | 0 | FALSE | KALB | 2019-02-21 17:09 | 1 |  | https://www.ge.com/ | Offsite Resource | Solar Farm |  |  | National Grid - Upstate NY (Niagara Mohawk) |  | F - Capital
737 | NYU Langone Medical Center | 550 1st Avenue |  | New York | NY | 10016 |  |  | 9820 | 127000 | 0 | 0 | 0 | 0 | 0 | 0 | 0 | 0 | 0 | 0 | FALSE | KLGA | 2021-04-21 12:59 | 1 |  | https://med.nyu.edu/ | Health Care (Inpatient) | Hospital |  |  | Consolidated Edison | Consolidated Edison | J - New York City
738 | Daroga Power - 2016 Pitkin Ave | 2016 Pitkin Ave |  | Brooklyn | NY | 11207 |  |  | 414.75 | 0 | 0 | 0 | 0 | 0 | 0 | 0 | 0 | 0 | 0 | 0 | FALSE | KJFK | 2019-02-21 17:09 | 1 |  | https://www.darogapower.com/ | Office | Sales Office |  |  | Consolidated Edison |  | J - New York City
739 | Finger Lakes Extrusion Corporation - 2437 Route 21 | 2437 NY-21 |  | Canandaigua | NY | 14424 |  |  | 555.56 | 0 | 0 | 0 | 0 | 0 | 0 | 0 | 0 | 0 | 0 | 0 | FALSE | KROC | 2019-02-21 17:09 | 1 |  | https://www.flextubing.com/ | Manufacturing | Plastics and Rubber Products |  |  | Rochester Gas and Electric |  | B - Genessee
740 | Columbia University - 124 Johnson Road | 124 Johnson Rd |  | Chester | NY | 10918 |  |  | 2902 | 0 | 0 | 0 | 0 | 0 | 0 | 0 | 0 | 0 | 0 | 0 | FALSE | KSWF | 2019-02-21 17:09 | 1 |  | https://www.columbia.edu/ | Education | College or University |  |  | Orange and Rockland Utilities |  | G - Hudson Valley
741 | Columbia University - 234 State Line Road | 234 State Line Rd |  | Westtown | NY | 10998 |  |  | 2902 | 0 | 0 | 0 | 0 | 0 | 0 | 0 | 0 | 0 | 0 | 0 | FALSE | KSWF | 2019-02-21 17:09 | 1 |  | https://www.columbia.edu/ | Education | College or University |  |  | Orange and Rockland Utilities |  | G - Hudson Valley
742 | City of Utica - 583A Five Mile Line Road | 583A 5 Mile Line Rd |  | Lisbon | NY | 13658 |  |  | 1981.44 | 0 | 0 | 0 | 0 | 0 | 0 | 0 | 0 | 0 | 0 | 0 | FALSE | KROC | 2019-02-21 17:09 | 1 |  | http://www.cityofutica.com/ | Offsite Resource | Solar Farm |  |  | National Grid - Upstate NY (Niagara Mohawk) |  | E - Mohawk Valley
743 | Onondaga County Oak Orchard WWTP - 4300 Oak Orchard Road | 4300 Oak Orchard Rd |  | Clay | NY | 13041 |  |  | 2522.96 | 0 | 0 | 0 | 0 | 0 | 0 | 0 | 0 | 0 | 0 | 0 | FALSE | KSYR | 2019-02-21 17:09 | 1 |  | http://www.ongov.net/wep/index.html | Utilities Water and Waste Management | Wastewater Treatment Plant |  |  | National Grid - Upstate NY (Niagara Mohawk) |  | C - Central
745 | Cornell University - 1 Main Street | 1 Main St |  | New York | NY | 10044 |  |  | 847.67 | 0 | 0 | 0 | 0 | 0 | 0 | 0 | 0 | 0 | 0 | 0 | FALSE | KLGA | 2019-02-21 17:09 | 1 |  | http://www.cornell.edu/ | Education | College or University |  |  | Consolidated Edison |  | J - New York City
746 | Erie County (Alden) - 11581 Walden Avenue | 11581 Walden Ave |  | Alden | NY | 14004 |  |  | 2461.09 | 0 | 0 | 0 | 0 | 0 | 0 | 0 | 0 | 0 | 0 | 0 | FALSE | KBUF | 2019-02-21 17:10 | 1 |  | http://www2.erie.gov/sheriff/index.php?q=jail-management-division | Public Order and Safety | Jail, Reformatory, or Penitentiary |  |  | New York State Electric and Gas |  | A - West
747 | County of Lewis - 5252 Outer Stowe Street | 5252 Outer Stowe St |  | Lowville | NY | 13367 |  |  | 2461.09 | 0 | 0 | 0 | 0 | 0 | 0 | 0 | 0 | 0 | 0 | 0 | FALSE | KART | 2019-02-21 17:10 | 1 |  | https://www.lewiscounty.org/departments/jail/jail | Public Order and Safety | Jail, Reformatory, or Penitentiary |  |  | National Grid - Upstate NY (Niagara Mohawk) |  | E - Mohawk Valley
749 | Mather Hospital | 75 N Country Rd |  | Port Jefferson | NY | 11777 |  |  | 0 | 0 | 0 | 0 | 1500 | 825 | 12000 | 6600 | 0 | 0 | 0 | 0 | FALSE | KLGA | 2020-10-09 20:56 | 1 |  |  | Health Care (Inpatient) | Hospital |  |  | Long Island Power Authority (PSEG-LI) |  | K - Long Island
750 | Brooklyn Army Terminal | 140 58th St |  | Brooklyn | NY | 11220 |  |  | 0 | 0 | 100 | 720 | 0 | 0 | 0 | 0 | 0 | 0 | 0 | 0 | FALSE | KLGA | 2019-04-04 18:57 | 1 |  |  | Manufacturing | Miscellaneous |  |  | Consolidated Edison |  | J - New York City
751 | Cornell University Weinhold Chilled Water Plant | 661 Dryden Rd |  | Ithaca | NY | 14850 |  |  | 0 | 0 | 0 | 0 | 3750 | 2062.5 | 30000 | 16500 | 0 | 0 | 0 | 0 | FALSE | KITH | 2020-10-09 20:58 | 1 |  |  | Education | College or University |  |  | New York State Electric and Gas |  | C - Central
752 | East Hampton Energy Storage Center | 3 Cove Hollow Rd |  | East Hampton | NY | 11937 |  |  | 0 | 0 | 5000 | 40000 | 0 | 0 | 0 | 0 | 0 | 0 | 0 | 0 | FALSE | KJFK | 2019-04-04 18:57 | 1 |  |  | Offsite Resource | Utility Support |  |  | Long Island Power Authority (PSEG-LI) |  | K - Long Island
753 | 5813B Route 30 | 5813B NY-30 |  | Amsterdam | NY | 12010 |  |  | 2755.62 | 0 | 0 | 0 | 0 | 0 | 0 | 0 | 0 | 0 | 0 | 0 | FALSE | KALB | 2019-08-15 14:52 | 1 | SUNY RF, on behalf - 5813 5614 Minaville Road, Florida, NY | https://sunypoly.edu/ | Education | College or University |  |  | National Grid - Upstate NY (Niagara Mohawk) |  | F - Capital
754 | 5813E Route 30 | 5813E NY-30 |  | Amsterdam | NY | 12010 |  |  | 2789.64 | 0 | 0 | 0 | 0 | 0 | 0 | 0 | 0 | 0 | 0 | 0 | FALSE | KALB | 2019-08-12 19:36 | 1 |  | https://sunypoly.edu/ | Education | College or University |  |  | National Grid - Upstate NY (Niagara Mohawk) |  | F - Capital
755 | 5813A Route 30 | 5813A NY-30 |  | Amsterdam | NY | 12010 |  |  | 2755.62 | 0 | 0 | 0 | 0 | 0 | 0 | 0 | 0 | 0 | 0 | 0 | FALSE | KALB | 2019-08-15 14:53 | 1 | SUNY Polytechnic 3 of 5; SUNY RF on behalf - 5813 5614 Minaville Road, Florida, NY | https://sunypoly.edu/ | Education | College or University |  |  | National Grid - Upstate NY (Niagara Mohawk) |  | F - Capital
756 | SUNY RF, on behalf of SUNY Polytechnic - 218 Buckley Road | 218 Buckley Rd |  | Whitehall | NY | 12887 |  |  | 5657.6 | 0 | 0 | 0 | 0 | 0 | 0 | 0 | 0 | 0 | 0 | 0 | FALSE | KALB | 2019-02-21 17:11 | 1 |  | https://sunypoly.edu/ | Education | College or University |  |  | National Grid - Upstate NY (Niagara Mohawk) |  | F - Capital
757 | SUNY RF, on behalf of SUNY Polytechnic 11 - Old Stage Road | 373 Old Stage Rd |  | Altamont | NY | 12009 |  |  | 2828.8 | 0 | 0 | 0 | 0 | 0 | 0 | 0 | 0 | 0 | 0 | 0 | FALSE | KALB | 2019-02-21 17:11 | 1 |  | https://sunypoly.edu/ | Education | College or University |  |  | National Grid - Upstate NY (Niagara Mohawk) |  | F - Capital
758 | SUNY RF, on behalf of SUNY Polytechnic 12 - 0 Greenmount Cemetery | Greenmount Cemetery Ln |  | Whitehall | NY | 12887 |  |  | 2591.46 | 0 | 0 | 0 | 0 | 0 | 0 | 0 | 0 | 0 | 0 | 0 | FALSE | KALB | 2020-03-05 21:48 | 1 |  | https://sunypoly.edu/ | Education | College or University |  |  | National Grid - Upstate NY (Niagara Mohawk) |  | F - Capital
759 | Greene County - 84 Volunteer Drive | 84 Volunteer Dr |  | Cairo | NY | 12413 |  |  | 2271.64 | 0 | 0 | 0 | 0 | 0 | 0 | 0 | 0 | 0 | 0 | 0 | FALSE | KALB | 2019-02-21 17:11 | 1 |  | https://www.greenegovernment.com/ | Office | Government Office |  |  | Central Hudson Gas and Electric |  | G - Hudson Valley
760 | Town of Wawayanda - 80 Ridgebury Hill Road | 80 Ridgebury Hill Rd |  | Slate Hill | NY | 10973 |  |  | 442.68 | 0 | 0 | 0 | 0 | 0 | 0 | 0 | 0 | 0 | 0 | 0 | FALSE | KPOU | 2019-02-21 17:11 | 1 |  | https://townofwawayanda.com/ | Office | Government Office |  |  | Orange and Rockland Utilities |  | G - Hudson Valley
761 | The Research Found - 519 Route 151 (South A) | Co Rd 151 |  | Oppenheim | NY | 13452 |  |  | 2432 | 0 | 0 | 0 | 0 | 0 | 0 | 0 | 0 | 0 | 0 | 0 | FALSE | KALB | 2019-02-21 17:11 | 1 |  | http://www.rfsuny.org/ | Education | College or University |  |  | National Grid - Upstate NY (Niagara Mohawk) |  | F - Capital
762 | Home Depot #1262 | 979 Central Ave |  | Albany | NY | 12205 |  |  | 210 | 0 | 0 | 0 | 0 | 0 | 0 | 0 | 0 | 0 | 0 | 0 | FALSE | KALB | 2019-02-21 17:11 | 1 |  | https://www.homedepot.com/ | Mercantile (Retail Other Than Malls) | Retail Store |  |  | National Grid - Upstate NY (Niagara Mohawk) | National Grid - Upstate NY (Niagara Mohawk) | F - Capital
763 | Northern Adirondack CSD - 5572 Route 11 | 5572 US-11 |  | Ellenburg Center | NY | 12934 |  |  | 1656 | 0 | 0 | 0 | 0 | 0 | 0 | 0 | 0 | 0 | 0 | 0 | FALSE | KPBG | 2019-02-21 17:11 | 1 |  | http://www.nacs1.org/ | Education | High School |  |  | New York State Electric and Gas |  | D - North
764 | City of Utica Solar Project 1 - 583B Five Mile Line Road | 583B 5 Mile Line Rd |  | Lisbon | NY | 13658 |  |  | 2789.64 | 0 | 0 | 0 | 0 | 0 | 0 | 0 | 0 | 0 | 0 | 0 | FALSE | KROC | 2019-02-21 17:12 | 1 |  | http://www.cityofutica.com/ | Offsite Resource | Solar Farm |  |  | National Grid - Upstate NY (Niagara Mohawk) |  | E - Mohawk Valley
765 | Daroga - 2042 Pitkin Ave | 2042 Pitkin Ave |  | Brooklyn | NY | 11207 |  |  | 749 | 0 | 0 | 0 | 0 | 0 | 0 | 0 | 0 | 0 | 0 | 0 | FALSE | KJFK | 2019-02-21 17:12 | 1 |  | https://www.darogapower.com/ | Warehouse and Storage | Non-refrigerated Warehouse |  |  | Consolidated Edison |  | J - New York City
766 | Home Depot 1245 - 55 Weyman Avenue | 55 Weyman Ave |  | New Rochelle | NY | 10805 |  |  | 230.4 | 0 | 0 | 0 | 0 | 0 | 0 | 0 | 0 | 0 | 0 | 0 | FALSE | KLGA | 2019-02-21 17:12 | 1 |  | https://www.homedepot.com/ | Mercantile (Retail Other Than Malls) | Retail Store |  |  | Consolidated Edison |  | J - New York City
767 | 519 Route 151 - 519 County Route 151 (North B) | 519 Co Rd 151 |  | St. Johnsville | NY | 13452 |  |  | 1942.56 | 0 | 0 | 0 | 0 | 0 | 0 | 0 | 0 | 0 | 0 | 0 | FALSE | KALB | 2019-02-21 17:12 | 1 |  |  | Offsite Resource | Solar Farm |  |  | National Grid - Upstate NY (Niagara Mohawk) |  | F - Capital
768 | Broadalbin-Perth CSD - 1870 County Hwy 107 | 1870 County Hwy 107 |  | Amsterdam | NY | 12010 |  |  | 1930.5 | 0 | 0 | 0 | 0 | 0 | 0 | 0 | 0 | 0 | 0 | 0 | FALSE | KALB | 2019-02-21 17:12 | 1 |  | https://www.bpcsd.org/our-schools/middle-school/ | Education | Elementary or Middle School |  |  | National Grid - Upstate NY (Niagara Mohawk) |  | F - Capital
769 | Town of Guilderland - 6151 State Hwy 30 | 6151 NY-30 |  | Amsterdam | NY | 12010 |  |  | 2815.8 | 0 | 0 | 0 | 0 | 0 | 0 | 0 | 0 | 0 | 0 | 0 | FALSE | KALB | 2019-02-21 17:12 | 1 |  | https://www.townofguilderland.org/ | Offsite Resource | Solar Farm |  |  | National Grid - Upstate NY (Niagara Mohawk) |  | F - Capital
770 | SUNY Poly Selkirk 1 - 59 Speeder Road | 59 Speeder Rd |  | Selkirk | NY | 12158 |  |  | 2600 | 0 | 0 | 0 | 0 | 0 | 0 | 0 | 0 | 0 | 0 | 0 | FALSE | KALB | 2019-02-21 17:12 | 1 |  | https://sunypoly.edu/ | Offsite Resource | Solar Farm |  |  | National Grid - Upstate NY (Niagara Mohawk) |  | F - Capital
771 | SUNY Poly Selkirk 2 - 61 Speeder Road | 61 Speeder Rd |  | Selkirk | NY | 12158 |  |  | 2610 | 0 | 0 | 0 | 0 | 0 | 0 | 0 | 0 | 0 | 0 | 0 | FALSE | KALB | 2019-02-21 17:12 | 1 |  | https://sunypoly.edu/ | Offsite Resource | Solar Farm |  |  | National Grid - Upstate NY (Niagara Mohawk) |  | F - Capital
772 | SUNY Poly Selkirk 3 - 63 Speeder Road | 63 Speeder Rd |  | Selkirk | NY | 12158 |  |  | 2600 | 0 | 0 | 0 | 0 | 0 | 0 | 0 | 0 | 0 | 0 | 0 | FALSE | KALB | 2019-02-21 17:12 | 1 |  | https://sunypoly.edu/ | Offsite Resource | Solar Farm |  |  | National Grid - Upstate NY (Niagara Mohawk) |  | F - Capital
773 | SUNY Poly Selkirk 4 - 65 Speeder Road | 65 Speeder Rd |  | Selkirk | NY | 12158 |  |  | 2600 | 0 | 0 | 0 | 0 | 0 | 0 | 0 | 0 | 0 | 0 | 0 | FALSE | KALB | 2019-02-21 17:12 | 1 |  | https://sunypoly.edu/ | Offsite Resource | Solar Farm |  |  | National Grid - Upstate NY (Niagara Mohawk) |  | F - Capital
774 | Pepsi Cola Bottling LLC - 9801 Avenue D | 9801 Avenue D |  | Brooklyn | NY | 11236 |  |  | 1068.12 | 0 | 0 | 0 | 0 | 0 | 0 | 0 | 0 | 0 | 0 | 0 | FALSE | KJFK | 2019-02-21 17:13 | 1 |  | http://www.pepsico.com/ | Warehouse and Storage | Distribution or Shipping Center |  |  | Consolidated Edison |  | J - New York City
775 | Stop and Shop #581 - 2754 Hylan Blvd. | 2754 Hylan Blvd |  | Staten Island | NY | 10306 |  |  | 197.945 | 0 | 0 | 0 | 0 | 0 | 0 | 0 | 0 | 0 | 0 | 0 | FALSE | KEWR | 2019-02-21 17:13 | 1 |  | https://stopandshop.com/ | Food Sales | Grocery Store or Food Market |  |  | Consolidated Edison |  | J - New York City
776 | Minisink Solar - 1718 County Route 1 | 1718A County Rd 1 |  | Minisink | NY | 10998 |  |  | 5290.11 | 0 | 0 | 0 | 0 | 0 | 0 | 0 | 0 | 0 | 0 | 0 | FALSE | KSWF | 2021-03-05 15:12 | 1 |  |  | Offsite Resource | Solar Farm |  |  | Orange and Rockland Utilities |  | G - Hudson Valley
777 | Home Depot Schenectady #1239 | 2500 Cambridge Rd |  | Schenectady | NY | 12304 |  |  | 210 | 0 | 0 | 0 | 0 | 0 | 0 | 0 | 0 | 0 | 0 | 0 | FALSE | KALB | 2019-02-21 17:13 | 1 |  | https://www.homedepot.com/ | Mercantile (Retail Other Than Malls) | Retail Store |  |  | National Grid - Upstate NY (Niagara Mohawk) | National Grid - Upstate NY (Niagara Mohawk) | F - Capital
778 | Home Depot Albany #1241 | 161 Washington Ave Ext |  | Albany | NY | 12205 |  |  | 210 | 0 | 0 | 0 | 0 | 0 | 0 | 0 | 0 | 0 | 0 | 0 | FALSE | KALB | 2019-02-21 17:13 | 1 |  | https://www.homedepot.com/ | Mercantile (Retail Other Than Malls) | Retail Store |  |  | National Grid - Upstate NY (Niagara Mohawk) | National Grid - Upstate NY (Niagara Mohawk) | F - Capital
779 | Home Depot Hawthorne #8456 | 1 Saw Mill River Rd |  | Hawthorne | NY | 10532 |  |  | 210 | 0 | 0 | 0 | 0 | 0 | 0 | 0 | 0 | 0 | 0 | 0 | FALSE | KHPN | 2019-02-21 17:13 | 1 |  | https://www.homedepot.com/ | Mercantile (Retail Other Than Malls) | Retail Store |  |  | Consolidated Edison | Consolidated Edison | I - Dunwoodie
780 | Catlin Solar LLC - 68 Callahan Road | 68 Callahan Rd |  | Beaver Dams | NY | 14812 |  |  | 1250.89 | 0 | 0 | 0 | 0 | 0 | 0 | 0 | 0 | 0 | 0 | 0 | FALSE | KELM | 2019-02-21 17:13 | 1 |  |  | Offsite Resource | Solar Farm |  |  | New York State Electric and Gas |  | C - Central
781 | Sustainable Energy Developments - 753 Manitou Road | 753 Manitou Rd |  | Hilton | NY | 14468 |  |  | 2695.68 | 0 | 0 | 0 | 0 | 0 | 0 | 0 | 0 | 0 | 0 | 0 | FALSE | KROC | 2019-02-21 17:13 | 1 |  |  | Offsite Resource | Solar Farm |  |  | Rochester Gas and Electric |  | B - Genessee
782 | RRH Parma Solar 1, LLC | 1682 Hilton-Parma Corners Rd |  | Spencerport | NY | 14459 |  |  | 5487.3 | 0 | 0 | 0 | 0 | 0 | 0 | 0 | 0 | 0 | 0 | 0 | FALSE | KROC | 2019-02-21 17:14 | 2 |  |  | Offsite Resource | Solar Farm |  |  | Rochester Gas and Electric
783 | Norstar Solar, LLC | 4834 Rome-Taberg Rd |  | Rome | NY | 13440 |  |  | 2724.48 | 0 | 0 | 0 | 0 | 0 | 0 | 0 | 0 | 0 | 0 | 0 | FALSE | KSYR | 2019-02-21 17:14 | 1 |  | http://www.norstarus.com/ | Offsite Resource | Solar Farm |  |  | National Grid - Upstate NY (Niagara Mohawk) |  | E - Mohawk Valley
784 | Miller Road Solar Project LLC | 100 Miller Rd |  | Schenectady | NY | 12009 |  |  | 2726.3 | 0 | 0 | 0 | 0 | 0 | 0 | 0 | 0 | 0 | 0 | 0 | FALSE | KALB | 2019-02-21 17:14 | 1 |  |  | Offsite Resource | Solar Farm |  |  | National Grid - Upstate NY (Niagara Mohawk) |  | F - Capital
785 | Western Turnpike Solar Project LLC | 4645 Western Turnpike |  | Altamont | NY | 12009 |  |  | 2762.3 | 0 | 0 | 0 | 0 | 0 | 0 | 0 | 0 | 0 | 0 | 0 | FALSE | KALB | 2019-02-21 17:14 | 1 |  |  | Offsite Resource | Solar Farm |  |  | National Grid - Upstate NY (Niagara Mohawk) |  | F - Capital
786 | Home Depot Saratoga Springs #1223 | 3043 NY-50 |  | Saratoga Springs | NY | 12866 |  |  | 210 | 0 | 150 | 0 | 0 | 0 | 0 | 0 | 0 | 0 | 0 | 0 | FALSE | KALB | 2020-03-17 20:55 | 1 |  | https://www.homedepot.com/ | Mercantile (Retail Other Than Malls) | Retail Store |  |  | National Grid - Upstate NY (Niagara Mohawk) | National Grid - Upstate NY (Niagara Mohawk) | F - Capital
787 | Queens Center Mall | 90-15 Queens Blvd |  | Queens | NY | 11373 |  |  | 1200 | 0 | 0 | 0 | 0 | 0 | 0 | 0 | 0 | 0 | 0 | 0 | FALSE | KJFK | 2019-02-21 17:15 | 1 |  | http://www.shopqueenscenter.com/ | Mercantile (Enclosed and Strip Malls) | Enclosed Mall |  |  | Consolidated Edison | National Grid - NYC (Brooklyn Union) | J - New York City
788 | The Michelangelo Hotel New York | 761 7th Ave # 779 |  | New York | NY | 10019 |  |  | 265 | 1265.5 | 0 | 0 | 0 | 0 | 0 | 0 | 0 | 0 | 0 | 0 | FALSE | KLGA | 2019-02-21 17:15 | 1 |  | https://www.michelangelohotel.com/en/ | Lodging | Hotel |  |  | Consolidated Edison | Consolidated Edison | J - New York City
789 | Hollygrove Solar, LLC | 7233 NY-104A |  | Red Creek | NY | 13143 |  |  | 2999.745 | 0 | 0 | 0 | 0 | 0 | 0 | 0 | 0 | 0 | 0 | 0 | FALSE | KSYR | 2019-02-21 17:16 | 1 |  |  | Offsite Resource | Solar Farm |  |  | Rochester Gas and Electric |  | B - Genessee
790 | Home Depot Clay #6153 | 3861 NY-31 |  | Liverpool | NY | 13090 |  |  | 210 | 0 | 0 | 0 | 0 | 0 | 0 | 0 | 0 | 0 | 0 | 0 | FALSE | KSYR | 2019-02-21 17:16 | 1 |  | https://www.homedepot.com/ | Mercantile (Retail Other Than Malls) | Retail Store |  |  | National Grid - Upstate NY (Niagara Mohawk) | National Grid - Upstate NY (Niagara Mohawk) | C - Central
791 | Howland Solar, LLC | 5930 S Main St |  | Sandy Creek | NY | 13145 |  |  | 3012.24 | 0 | 0 | 0 | 0 | 0 | 0 | 0 | 0 | 0 | 0 | 0 | FALSE | KART | 2019-03-05 14:59 | 1 |  |  | Offsite Resource | Solar Farm |  |  | National Grid - Upstate NY (Niagara Mohawk) |  | C - Central
792 | Pearl Solar, LLC | 2901 Pearl Street Rd |  | Batavia | NY | 14020 |  |  | 2999.745 | 0 | 0 | 0 | 0 | 0 | 0 | 0 | 0 | 0 | 0 | 0 | FALSE | KBUF | 2019-03-14 12:34 | 1 | Muckdog Solar, LLC |  | Offsite Resource | Solar Farm |  |  | National Grid - Upstate NY (Niagara Mohawk) |  | A - West
793 | Pearl Solar II, LLC | 2881 Pearl Street Rd |  | Batavia | NY | 14020 |  |  | 3009.6 | 0 | 0 | 0 | 0 | 0 | 0 | 0 | 0 | 0 | 0 | 0 | FALSE | KBUF | 2020-03-20 16:44 | 1 | Muckdog II Solar, LLC |  | Offsite Resource | Solar Farm |  |  | National Grid - Upstate NY (Niagara Mohawk) |  | A - West
794 | 141 Verbeck Ave | 141 Verbeck Ave |  | Schaghticoke | NY | 12154 |  |  | 3208.95 | 0 | 0 | 0 | 0 | 0 | 0 | 0 | 0 | 0 | 0 | 0 | FALSE | KALB | 2019-02-21 17:16 | 1 | ForeFront Power, LLC Schaghticoke |  | Offsite Resource | Solar Farm |  |  | National Grid - Upstate NY (Niagara Mohawk) |  | F - Capital
795 | 20598 Old Rome Road | 20598 Old Rome Rd |  | Watertown | NY | 13601 |  |  | 3029.4 | 0 | 0 | 0 | 0 | 0 | 0 | 0 | 0 | 0 | 0 | 0 | FALSE | KART | 2019-02-21 17:16 | 1 | ForeFront Power, LLC Watertown |  | Offsite Resource | Solar Farm |  |  | National Grid - Upstate NY (Niagara Mohawk) |  | E - Mohawk Valley
796 | 132 Pattersonville Rynex Corners Rd | 132 Pattersonville-Rynex Corners Rd |  | Schenectady | NY | 12306 |  |  | 3024.27 | 0 | 0 | 0 | 0 | 0 | 0 | 0 | 0 | 0 | 0 | 0 | FALSE | KALB | 2019-02-21 17:16 | 1 | ForeFront Power, LLC Schenectady |  | Offsite Resource | Solar Farm |  |  | National Grid - Upstate NY (Niagara Mohawk) |  | F - Capital
797 | Home Depot Greenbush #1263 | 600 N Greenbush Rd |  | Rensselaer | NY | 12144 |  |  | 210 | 0 | 0 | 0 | 0 | 0 | 0 | 0 | 0 | 0 | 0 | 0 | FALSE | KALB | 2019-02-21 17:16 | 1 |  | https://www.homedepot.com/ | Mercantile (Retail Other Than Malls) | Retail Store |  |  | National Grid - Upstate NY (Niagara Mohawk) | National Grid - Upstate NY (Niagara Mohawk) | F - Capital
798 | Home Depot Amsterdam #1289 | 135 Hannaford Plaza |  | Amsterdam | NY | 12010 |  |  | 210 | 0 | 150 | 0 | 0 | 0 | 0 | 0 | 0 | 0 | 0 | 0 | FALSE | KLGA | 2021-03-05 15:16 | 1 |  | https://www.homedepot.com/ | Mercantile (Retail Other Than Malls) | Retail Store |  |  | National Grid - Upstate NY (Niagara Mohawk) | National Grid - Upstate NY (Niagara Mohawk) | F - Capital
799 | Home Depot Camillus #1257 | 3756 Milton Ave |  | Camillus | NY | 13031 |  |  | 210 | 0 | 0 | 0 | 0 | 0 | 0 | 0 | 0 | 0 | 0 | 0 | FALSE | KSYR | 2019-02-21 17:16 | 1 |  | https://www.homedepot.com/ | Mercantile (Retail Other Than Malls) | Retail Store |  |  | National Grid - Upstate NY (Niagara Mohawk) | National Grid - Upstate NY (Niagara Mohawk) | C - Central
800 | Home Depot Clifton Park #1269 | 4 Halfmoon Crossing |  | Clifton Park | NY | 12065 |  |  | 210 | 0 | 0 | 0 | 0 | 0 | 0 | 0 | 0 | 0 | 0 | 0 | FALSE | KALB | 2019-02-21 17:17 | 1 |  | https://www.homedepot.com/ | Mercantile (Retail Other Than Malls) | Retail Store |  |  | New York State Electric and Gas | National Grid - Upstate NY (Niagara Mohawk) | F - Capital
801 | West State Johnstown | 186 W State St Extension |  | Gloversville | NY | 12078 |  |  | 5587.2 | 0 | 0 | 0 | 0 | 0 | 0 | 0 | 0 | 0 | 0 | 0 | FALSE | KALB | 2020-04-06 16:18 | 2 |  |  | Offsite Resource | Solar Farm |  |  | National Grid - Upstate NY (Niagara Mohawk) |  | F - Capital
804 | Home A in zip code 10567 |  |  | Cortlandt Manor | NY | 10567 |  |  | 0 | 0 | 10 | 0 | 0 | 0 | 0 | 0 | 0 | 0 | 0 | 0 | FALSE | KHPN | 2020-11-06 21:32 | 1 |  |  | Residential | Single-family detached |  |  | Consolidated Edison |  | I - Dunwoodie
805 | Home A in zip code 10583 |  |  | Scarsdale | NY | 10583 |  |  | 0 | 0 | 10 | 0 | 0 | 0 | 0 | 0 | 0 | 0 | 0 | 0 | FALSE | KHPN | 2020-11-06 21:33 | 1 |  |  | Residential | Single-family detached |  |  | Consolidated Edison |  | I - Dunwoodie
806 | Home A in zip code 10708 |  |  | Yonkers | NY | 10708 |  |  | 0 | 0 | 15 | 0 | 0 | 0 | 0 | 0 | 0 | 0 | 0 | 0 | FALSE | KLGA | 2020-11-06 21:33 | 1 |  |  | Residential | Single-family detached |  |  | Consolidated Edison |  | I - Dunwoodie
807 | Home B in zip code 11576 |  |  | Roslyn | NY | 11576 |  |  | 0 | 0 | 5 | 0 | 0 | 0 | 0 | 0 | 0 | 0 | 0 | 0 | FALSE | KLGA | 2020-11-06 21:33 | 1 |  |  | Residential | Single-family detached |  |  | Long Island Power Authority (PSEG-LI) |  | K - Long Island
808 | Home A in zip code 10924 |  |  | Goshen | NY | 10924 |  |  | 0 | 0 | 5 | 0 | 0 | 0 | 0 | 0 | 0 | 0 | 0 | 0 | FALSE | KSWF | 2020-11-06 21:33 | 1 |  |  | Residential | Single-family detached |  |  | Orange and Rockland Utilities |  | G - Hudson Valley
809 | Home A in zip code 10990 |  |  | Warwick | NY | 10990 |  |  | 0 | 0 | 5 | 0 | 0 | 0 | 0 | 0 | 0 | 0 | 0 | 0 | FALSE | KSWF | 2020-11-06 21:34 | 1 |  |  | Residential | Single-family detached |  |  | Orange and Rockland Utilities |  | G - Hudson Valley
810 | Home A in zip code 10913 |  |  | Blauvelt | NY | 10913 |  |  | 0 | 0 | 5 | 0 | 0 | 0 | 0 | 0 | 0 | 0 | 0 | 0 | FALSE | KLGA | 2020-11-06 21:34 | 1 |  |  | Residential | Single-family detached |  |  | Orange and Rockland Utilities |  | G - Hudson Valley
811 | Home B in zip code 10562 |  |  | Ossining | NY | 10562 |  |  | 0 | 0 | 10 | 0 | 0 | 0 | 0 | 0 | 0 | 0 | 0 | 0 | FALSE | KHPN | 2020-11-06 21:35 | 1 |  |  | Residential | Single-family detached |  |  | Consolidated Edison |  | I - Dunwoodie
812 | Home A in zip code 10562 |  |  | Ossining | NY | 10562 |  |  | 0 | 0 | 20 | 0 | 0 | 0 | 0 | 0 | 0 | 0 | 0 | 0 | FALSE | KHPN | 2020-11-06 21:35 | 1 |  |  | Residential | Single-family detached |  |  | Consolidated Edison |  | I - Dunwoodie
813 | Home A in zip code 10956 |  |  | New City | NY | 10956 |  |  | 0 | 0 | 5 | 0 | 0 | 0 | 0 | 0 | 0 | 0 | 0 | 0 | FALSE | KHPN | 2020-11-06 21:35 | 1 |  |  | Residential | Single-family detached |  |  | Orange and Rockland Utilities |  | G - Hudson Valley
814 | Home A in zip code 12553 |  |  | New Windsor | NY | 12553 |  |  | 0 | 0 | 5 | 13.5 | 0 | 0 | 0 | 0 | 0 | 0 | 0 | 0 | FALSE | KSWF | 2019-03-18 14:13 | 1 |  |  | Residential | Single-family detached |  |  | Central Hudson Gas and Electric |  | G - Hudson Valley
815 | Home A in zip code 12590 |  |  | Wappingers Falls | NY | 12590 |  |  | 0 | 0 | 5 | 13.5 | 0 | 0 | 0 | 0 | 0 | 0 | 0 | 0 | FALSE | KSWF | 2019-03-18 14:13 | 1 |  |  | Residential | Single-family detached |  |  | Central Hudson Gas and Electric |  | G - Hudson Valley
816 | Home A in zip code 12721 |  |  | Bloomingburg | NY | 12721 |  |  | 0 | 0 | 5 | 0 | 0 | 0 | 0 | 0 | 0 | 0 | 0 | 0 | FALSE | KSWF | 2020-11-06 21:35 | 1 |  |  | Residential | Single-family detached |  |  | Orange and Rockland Utilities |  | E - Mohawk Valley
817 | Home A in zip code 10974 |  |  | Sloatsburg | NY | 10974 |  |  | 0 | 0 | 10 | 0 | 0 | 0 | 0 | 0 | 0 | 0 | 0 | 0 | FALSE | KSWF | 2020-11-06 21:35 | 1 |  |  | Residential | Single-family detached |  |  | Orange and Rockland Utilities |  | G - Hudson Valley
818 | Home A in zip code 10940 |  |  | Middletown | NY | 10940 |  |  | 0 | 0 | 5 | 0 | 0 | 0 | 0 | 0 | 0 | 0 | 0 | 0 | FALSE | KSWF | 2020-11-06 21:35 | 1 |  |  | Residential | Single-family detached |  |  | Orange and Rockland Utilities |  | G - Hudson Valley
819 | Home A in zip code 12401 |  |  | Kingston | NY | 12401 |  |  | 0 | 0 | 5 | 13.5 | 0 | 0 | 0 | 0 | 0 | 0 | 0 | 0 | FALSE | KSWF | 2019-03-18 14:14 | 1 |  |  | Residential | Single-family detached |  |  | Central Hudson Gas and Electric |  | G - Hudson Valley
820 | Home A in zip code 12486 |  |  | Tillson | NY | 12486 |  |  | 0 | 0 | 5 | 13.5 | 0 | 0 | 0 | 0 | 0 | 0 | 0 | 0 | FALSE | KSWF | 2019-03-18 14:15 | 1 |  |  | Residential | Single-family detached |  |  | Central Hudson Gas and Electric |  | G - Hudson Valley
821 | Home A in zip code 12533 |  |  | Hopewell Junction | NY | 12533 |  |  | 0 | 0 | 5 | 13.5 | 0 | 0 | 0 | 0 | 0 | 0 | 0 | 0 | FALSE | KSWF | 2019-03-18 14:15 | 1 |  |  | Residential | Single-family detached |  |  | Central Hudson Gas and Electric |  | G - Hudson Valley
822 | Home B in zip code 12533 |  |  | Hopewell Junction | NY | 12533 |  |  | 0 | 0 | 5 | 13.5 | 0 | 0 | 0 | 0 | 0 | 0 | 0 | 0 | FALSE | KSWF | 2019-04-04 18:59 | 1 |  |  | Residential | Single-family detached |  |  | Central Hudson Gas and Electric |  | G - Hudson Valley
823 | Home A in zip code 12414 |  |  | Catskill | NY | 12414 |  |  | 0 | 0 | 5 | 13.5 | 0 | 0 | 0 | 0 | 0 | 0 | 0 | 0 | FALSE | KALB | 2019-04-04 18:59 | 1 |  |  | Residential | Single-family detached |  |  | Central Hudson Gas and Electric |  | G - Hudson Valley
824 | Home B in zip code 12401 |  |  | Kingston | NY | 12401 |  |  | 0 | 0 | 5 | 13.5 | 0 | 0 | 0 | 0 | 0 | 0 | 0 | 0 | FALSE | KSWF | 2019-04-04 18:59 | 1 |  |  | Residential | Single-family detached |  |  | Central Hudson Gas and Electric |  | G - Hudson Valley
825 | Home A in zip code 12583 |  |  | Tivoli | NY | 12583 |  |  | 0 | 0 | 5 | 13.5 | 0 | 0 | 0 | 0 | 0 | 0 | 0 | 0 | FALSE | KSWF | 2019-04-04 18:59 | 1 |  |  | Residential | Single-family detached |  |  | Central Hudson Gas and Electric |  | G - Hudson Valley
826 | Home B in zip code 12538 |  |  | Hyde Park | NY | 12538 |  |  | 0 | 0 | 5 | 13.5 | 0 | 0 | 0 | 0 | 0 | 0 | 0 | 0 | FALSE | KSWF | 2019-04-04 18:59 | 1 |  |  | Residential | Single-family detached |  |  | Central Hudson Gas and Electric |  | G - Hudson Valley
827 | Home A in zip code 12431 |  |  | Freehold | NY | 12431 |  |  | 0 | 0 | 5 | 13.5 | 0 | 0 | 0 | 0 | 0 | 0 | 0 | 0 | FALSE | KALB | 2019-04-04 19:00 | 1 |  |  | Residential | Single-family detached |  |  | Central Hudson Gas and Electric |  | G - Hudson Valley
828 | Home A in zip code 12601 |  |  | Poughkeepsie | NY | 12601 |  |  | 0 | 0 | 5 | 13.5 | 0 | 0 | 0 | 0 | 0 | 0 | 0 | 0 | FALSE | KSWF | 2019-04-04 19:00 | 1 |  |  | Residential | Single-family detached |  |  | Central Hudson Gas and Electric |  | G - Hudson Valley
829 | Home C in zip code 12533 |  |  | Hopewell Junction | NY | 12533 |  |  | 0 | 0 | 5 | 13.5 | 0 | 0 | 0 | 0 | 0 | 0 | 0 | 0 | FALSE | KSWF | 2019-04-04 19:00 | 1 |  |  | Residential | Single-family detached |  |  | Central Hudson Gas and Electric |  | G - Hudson Valley
830 | Home C in zip code 12553 |  |  | New Windsor | NY | 12553 |  |  | 0 | 0 | 5 | 13.5 | 0 | 0 | 0 | 0 | 0 | 0 | 0 | 0 | FALSE | KSWF | 2019-04-04 19:00 | 1 |  |  | Residential | Single-family detached |  |  | Central Hudson Gas and Electric |  | G - Hudson Valley
831 | Home A in zip code 10705 |  |  | Yonkers | NY | 10705 |  |  | 0 | 0 | 5 | 0 | 0 | 0 | 0 | 0 | 0 | 0 | 0 | 0 | FALSE | KLGA | 2020-11-06 21:36 | 1 |  |  | Residential | Single-family detached |  |  | Consolidated Edison |  | I - Dunwoodie
832 | Home A in zip code 10566 |  |  | Peekskill | NY | 10566 |  |  | 0 | 0 | 6 | 0 | 0 | 0 | 0 | 0 | 0 | 0 | 0 | 0 | FALSE | KSWF | 2020-11-06 21:36 | 1 |  |  | Residential | Single-family detached |  |  | Consolidated Edison |  | H - Millwood
833 | Home A in zip code 10552 |  |  | Fleetwood | NY | 10552 |  |  | 0 | 0 | 15 | 0 | 0 | 0 | 0 | 0 | 0 | 0 | 0 | 0 | FALSE | KLGA | 2020-11-06 21:36 | 1 |  |  | Residential | Single-family detached |  |  | Consolidated Edison |  | I - Dunwoodie
835 | Home A in zip code 10980 |  |  | Stony Point | NY | 10980 |  |  | 0 | 0 | 7.6 | 0 | 0 | 0 | 0 | 0 | 0 | 0 | 0 | 0 | FALSE | KHPN | 2020-11-06 21:36 | 1 |  |  | Residential | Single-family detached |  |  | Orange and Rockland Utilities |  | G - Hudson Valley
836 | Home A in zip code 10930 |  |  | Highland Mills | NY | 10930 |  |  | 0 | 0 | 5 | 0 | 0 | 0 | 0 | 0 | 0 | 0 | 0 | 0 | FALSE | KSWF | 2020-11-06 21:36 | 1 |  |  | Residential | Single-family detached |  |  | Orange and Rockland Utilities |  | G - Hudson Valley
837 | Home B in zip code 10950 |  |  | Monroe | NY | 10950 |  |  | 0 | 0 | 5 | 0 | 0 | 0 | 0 | 0 | 0 | 0 | 0 | 0 | FALSE | KSWF | 2020-11-06 21:36 | 1 |  |  | Residential | Single-family detached |  |  | Orange and Rockland Utilities |  | G - Hudson Valley
838 | Home A in zip code 10998 |  |  | Westtown | NY | 10998 |  |  | 0 | 0 | 5 | 0 | 0 | 0 | 0 | 0 | 0 | 0 | 0 | 0 | FALSE | KSWF | 2020-11-06 21:36 | 1 |  |  | Residential | Single-family detached |  |  | Orange and Rockland Utilities |  | G - Hudson Valley
839 | Home B in zip code 10974 |  |  | Sloatsburg | NY | 10974 |  |  | 0 | 0 | 5 | 0 | 0 | 0 | 0 | 0 | 0 | 0 | 0 | 0 | FALSE | KSWF | 2020-11-06 21:36 | 1 |  |  | Residential | Single-family detached |  |  | Orange and Rockland Utilities |  | G - Hudson Valley
840 | Home A in zip code 10952 |  |  | Monsey | NY | 10952 |  |  | 0 | 0 | 15 | 0 | 0 | 0 | 0 | 0 | 0 | 0 | 0 | 0 | FALSE | KHPN | 2020-11-06 21:36 | 1 |  |  | Residential | Single-family detached |  |  | Orange and Rockland Utilities |  | G - Hudson Valley
841 | Home A in zip code 10918 |  |  | Chester | NY | 10918 |  |  | 0 | 0 | 10 | 0 | 0 | 0 | 0 | 0 | 0 | 0 | 0 | 0 | FALSE | KSWF | 2020-11-06 21:36 | 1 |  |  | Residential | Single-family detached |  |  | Orange and Rockland Utilities |  | G - Hudson Valley
842 | Home A in zip code 10950 |  |  | Monroe | NY | 10950 |  |  | 0 | 0 | 10 | 0 | 0 | 0 | 0 | 0 | 0 | 0 | 0 | 0 | FALSE | KSWF | 2020-11-06 21:36 | 1 |  |  | Residential | Single-family detached |  |  | Orange and Rockland Utilities |  | G - Hudson Valley
843 | Home C in zip code 10940 |  |  | Middletown | NY | 10940 |  |  | 0 | 0 | 5 | 0 | 0 | 0 | 0 | 0 | 0 | 0 | 0 | 0 | FALSE | KSWF | 2020-11-06 21:36 | 1 |  |  | Residential | Single-family detached |  |  | Orange and Rockland Utilities |  | G - Hudson Valley
844 | Home B in zip code 10940 |  |  | Middletown | NY | 10940 |  |  | 0 | 0 | 5 | 0 | 0 | 0 | 0 | 0 | 0 | 0 | 0 | 0 | FALSE | KSWF | 2020-11-06 21:37 | 1 |  |  | Residential | Single-family detached |  |  | Orange and Rockland Utilities |  | G - Hudson Valley
846 | Home A in zip code 11967 |  |  | Shirley | NY | 11967 |  |  | 0 | 0 | 5.52 | 0 | 0 | 0 | 0 | 0 | 0 | 0 | 0 | 0 | FALSE | KISP | 2020-11-06 21:43 | 1 |  |  | Residential | Single-family detached |  |  | Long Island Power Authority (PSEG-LI) |  | K - Long Island
848 | Home A in zip code 11709 |  |  | Bayville | NY | 11709 |  |  | 0 | 0 | 10 | 0 | 0 | 0 | 0 | 0 | 0 | 0 | 0 | 0 | FALSE | KLGA | 2020-11-06 21:43 | 1 |  |  | Residential | Single-family detached |  |  | Long Island Power Authority (PSEG-LI) |  | K - Long Island
849 | Home A in zip code 11782 |  |  | Sayville | NY | 11782 |  |  | 0 | 0 | 10 | 0 | 0 | 0 | 0 | 0 | 0 | 0 | 0 | 0 | FALSE | KISP | 2020-11-06 21:43 | 1 |  |  | Residential | Single-family detached |  |  | Long Island Power Authority (PSEG-LI) |  | K - Long Island
850 | Home A in zip code 11726 |  |  | Copiague | NY | 11726 |  |  | 0 | 0 | 15 | 0 | 0 | 0 | 0 | 0 | 0 | 0 | 0 | 0 | FALSE | KJFK | 2020-11-06 21:43 | 1 |  |  | Residential | Single-family detached |  |  | Long Island Power Authority (PSEG-LI) |  | K - Long Island
852 | Home A in zip code 11952 |  |  | Mattituck | NY | 11952 |  |  | 0 | 0 | 5 | 0 | 0 | 0 | 0 | 0 | 0 | 0 | 0 | 0 | FALSE | KHVN | 2020-11-06 21:43 | 1 |  |  | Residential | Single-family detached |  |  | Long Island Power Authority (PSEG-LI) |  | K - Long Island
853 | Home A in zip code 12484 |  |  | Stone Ridge | NY | 12484 |  |  | 0 | 0 | 5 | 13.5 | 0 | 0 | 0 | 0 | 0 | 0 | 0 | 0 | FALSE | KSWF | 2019-04-04 19:03 | 1 |  |  | Residential | Single-family detached |  |  | Central Hudson Gas and Electric |  | G - Hudson Valley
854 | Home A in zip code 12477 |  |  | Saugerties | NY | 12477 |  |  | 0 | 0 | 5 | 13.5 | 0 | 0 | 0 | 0 | 0 | 0 | 0 | 0 | FALSE | KSWF | 2019-04-04 19:03 | 1 |  |  | Residential | Single-family detached |  |  | Central Hudson Gas and Electric |  | G - Hudson Valley
855 | Home A in zip code 12440 |  |  | High Falls | NY | 12440 |  |  | 0 | 0 | 5 | 13.5 | 0 | 0 | 0 | 0 | 0 | 0 | 0 | 0 | FALSE | KSWF | 2019-04-04 19:03 | 1 |  |  | Residential | Single-family detached |  |  | Central Hudson Gas and Electric |  | G - Hudson Valley
856 | Home A in zip code 10524 |  |  | Garrison | NY | 10524 |  |  | 0 | 0 | 5 | 13.5 | 0 | 0 | 0 | 0 | 0 | 0 | 0 | 0 | FALSE | KSWF | 2019-04-12 19:07 | 1 |  |  | Residential | Single-family detached |  |  | Central Hudson Gas and Electric |  | G - Hudson Valley
857 | Home A in zip code 12827 |  |  | Fort Ann | NY | 12827 |  |  | 0 | 0 | 5 | 0 | 0 | 0 | 0 | 0 | 0 | 0 | 0 | 0 | FALSE | KGFL | 2020-11-06 21:43 | 1 |  |  | Residential | Single-family detached |  |  | National Grid - Upstate NY (Niagara Mohawk) |  | F - Capital
860 | Home A in zip code 11930 |  |  | Amagansett | NY | 11930 |  |  | 0 | 0 | 5 | 0 | 0 | 0 | 0 | 0 | 0 | 0 | 0 | 0 | FALSE | KHVN | 2020-11-06 21:43 | 1 |  |  | Residential | Single-family detached |  |  | Long Island Power Authority (PSEG-LI) |  | K - Long Island
863 | Home A in zip code 11804 |  |  | Bethpage | NY | 11804 |  |  | 0 | 0 | 7.54 | 0 | 0 | 0 | 0 | 0 | 0 | 0 | 0 | 0 | FALSE | KJFK | 2020-11-06 21:44 | 1 |  |  | Residential | Single-family detached |  |  | Long Island Power Authority (PSEG-LI) |  | K - Long Island
864 | Home B in zip code 11791 |  |  | Syosset | NY | 11791 |  |  | 0 | 0 | 14.79 | 0 | 0 | 0 | 0 | 0 | 0 | 0 | 0 | 0 | FALSE | KJFK | 2020-11-06 21:44 | 1 |  |  | Residential | Single-family detached |  |  | Long Island Power Authority (PSEG-LI) |  | K - Long Island
865 | Home A in zip code 11954 |  |  | Montauk | NY | 11954 |  |  | 0 | 0 | 10 | 0 | 0 | 0 | 0 | 0 | 0 | 0 | 0 | 0 | FALSE | KHVN | 2020-11-06 21:44 | 1 |  |  | Residential | Single-family detached |  |  | Long Island Power Authority (PSEG-LI) |  | K - Long Island
866 | Home A in zip code 12538 |  |  | Hyde Park | NY | 12538 |  |  | 0 | 0 | 15 | 13.5 | 0 | 0 | 0 | 0 | 0 | 0 | 0 | 0 | FALSE | KSWF | 2019-11-07 15:39 | 1 |  |  | Residential | Single-family detached |  |  | Central Hudson Gas and Electric |  | G - Hudson Valley
867 | Home A in zip code 12428 |  |  | Ellenville | NY | 12428 |  |  | 0 | 0 | 5 | 13.5 | 0 | 0 | 0 | 0 | 0 | 0 | 0 | 0 | FALSE | KSWF | 2019-04-04 19:04 | 1 |  |  | Residential | Single-family detached |  |  | Central Hudson Gas and Electric |  | G - Hudson Valley
868 | Home A in zip code 12508 |  |  | Beacon | NY | 12508 |  |  | 0 | 0 | 5 | 13.5 | 0 | 0 | 0 | 0 | 0 | 0 | 0 | 0 | FALSE | KSWF | 2019-04-04 19:05 | 1 |  |  | Residential | Single-family detached |  |  | Central Hudson Gas and Electric |  | G - Hudson Valley
869 | Home B in zip code 12486 |  |  | Tillson | NY | 12486 |  |  | 0 | 0 | 5 | 13.5 | 0 | 0 | 0 | 0 | 0 | 0 | 0 | 0 | FALSE | KSWF | 2019-04-04 19:05 | 1 |  |  | Residential | Single-family detached |  |  | Central Hudson Gas and Electric |  | G - Hudson Valley
870 | Home A in zip code 12433 |  |  | Glenford | NY | 12433 |  |  | 0 | 0 | 5 | 13.5 | 0 | 0 | 0 | 0 | 0 | 0 | 0 | 0 | FALSE | KSWF | 2019-04-04 19:05 | 1 |  |  | Residential | Single-family detached |  |  | Central Hudson Gas and Electric |  | G - Hudson Valley
871 | Home B in zip code 10708 |  |  | Bronxville | NY | 10708 |  |  | 0 | 0 | 10 | 0 | 0 | 0 | 0 | 0 | 0 | 0 | 0 | 0 | FALSE | KLGA | 2020-11-06 21:45 | 1 |  |  | Residential | Single-family detached |  |  | Consolidated Edison |  | I - Dunwoodie
872 | Home A in zip code 12571 |  |  | Red Hook | NY | 12571 |  |  | 0 | 0 | 10 | 0 | 0 | 0 | 0 | 0 | 0 | 0 | 0 | 0 | FALSE | KSWF | 2020-11-06 21:45 | 1 |  |  | Residential | Single-family detached |  |  | Central Hudson Gas and Electric |  | G - Hudson Valley
873 | Home A in zip code 13331 |  |  | Eagle Bay | NY | 13331 |  |  | 0 | 0 | 10 | 0 | 0 | 0 | 0 | 0 | 0 | 0 | 0 | 0 | FALSE | KSLK | 2020-11-06 21:45 | 1 |  |  | Residential | Single-family detached |  |  | National Grid - Upstate NY (Niagara Mohawk) |  | E - Mohawk Valley
877 | Home A in zip code 12737 |  |  | Glen Spey | NY | 12737 |  |  | 0 | 0 | 10 | 0 | 0 | 0 | 0 | 0 | 0 | 0 | 0 | 0 | FALSE | KSWF | 2020-11-06 21:45 | 1 |  |  | Residential | Single-family detached |  |  | Orange and Rockland Utilities |  | E - Mohawk Valley
885 | Home A in zip code 10919 |  |  | Circleville | NY | 10919 |  |  | 0 | 0 | 20 | 0 | 0 | 0 | 0 | 0 | 0 | 0 | 0 | 0 | FALSE | KSWF | 2020-11-06 21:45 | 1 |  |  | Residential | Single-family detached |  |  | Orange and Rockland Utilities |  | G - Hudson Valley
886 | Home A in zip code 11040 |  |  | New Hyde Park | NY | 11040 |  |  | 0 | 0 | 8.6 | 0 | 0 | 0 | 0 | 0 | 0 | 0 | 0 | 0 | FALSE | KJFK | 2020-11-06 21:45 | 1 |  |  | Residential | Single-family detached |  |  | Long Island Power Authority (PSEG-LI) |  | K - Long Island
887 | Home A in zip code 11793 |  |  | Wantagh | NY | 11793 |  |  | 0 | 0 | 10 | 0 | 0 | 0 | 0 | 0 | 0 | 0 | 0 | 0 | FALSE | KJFK | 2020-11-06 21:45 | 1 |  |  | Residential | Single-family detached |  |  | Long Island Power Authority (PSEG-LI) |  | K - Long Island
889 | Home A in zip code 11754 |  |  | Kings Park | NY | 11754 |  |  | 0 | 0 | 10 | 0 | 0 | 0 | 0 | 0 | 0 | 0 | 0 | 0 | FALSE | KISP | 2020-11-06 21:45 | 1 |  |  | Residential | Single-family detached |  |  | Long Island Power Authority (PSEG-LI) |  | K - Long Island
890 | Home B in zip code 12508 |  |  | Beacon | NY | 12508 |  |  | 0 | 0 | 5 | 13.5 | 0 | 0 | 0 | 0 | 0 | 0 | 0 | 0 | FALSE | KSWF | 2019-04-04 19:06 | 1 |  |  | Residential | Single-family detached |  |  | Central Hudson Gas and Electric |  | G - Hudson Valley
891 | Home B in zip code 12553 |  |  | New Windsor | NY | 12553 |  |  | 0 | 0 | 5 | 13.5 | 0 | 0 | 0 | 0 | 0 | 0 | 0 | 0 | FALSE | KSWF | 2019-04-04 19:06 | 1 |  |  | Residential | Single-family detached |  |  | Central Hudson Gas and Electric |  | G - Hudson Valley
892 | Home A in zip code 12550 |  |  | Newburgh | NY | 12550 |  |  | 0 | 0 | 5 | 13.5 | 0 | 0 | 0 | 0 | 0 | 0 | 0 | 0 | FALSE | KSWF | 2019-04-04 19:06 | 1 |  |  | Residential | Single-family detached |  |  | Central Hudson Gas and Electric |  | G - Hudson Valley
893 | Home A in zip code 12572 |  |  | Rhinebeck | NY | 12572 |  |  | 0 | 0 | 5 | 13.5 | 0 | 0 | 0 | 0 | 0 | 0 | 0 | 0 | FALSE | KSWF | 2019-04-04 19:07 | 1 |  |  | Residential | Single-family detached |  |  | Central Hudson Gas and Electric |  | G - Hudson Valley
894 | Home B in zip code 12550 |  |  | Newburgh | NY | 12550 |  |  | 0 | 0 | 5 | 13.5 | 0 | 0 | 0 | 0 | 0 | 0 | 0 | 0 | FALSE | KSWF | 2019-04-04 19:07 | 1 |  |  | Residential | Single-family detached |  |  | Central Hudson Gas and Electric |  | G - Hudson Valley
895 | Home A in zip code 12461 |  |  | Olive Bridge | NY | 12461 |  |  | 0 | 0 | 5 | 13.5 | 0 | 0 | 0 | 0 | 0 | 0 | 0 | 0 | FALSE | KSWF | 2019-04-04 19:07 | 1 |  |  | Residential | Single-family detached |  |  | Central Hudson Gas and Electric |  | G - Hudson Valley
896 | Home A in zip code 10994 |  |  | West Nyack | NY | 10994 |  |  | 0 | 0 | 5 | 0 | 0 | 0 | 0 | 0 | 0 | 0 | 0 | 0 | FALSE | KHPN | 2020-11-06 21:46 | 1 |  |  | Residential | Single-family detached |  |  | Orange and Rockland Utilities |  | G - Hudson Valley
899 | Home Depot Utica/New Hartford #1254 | 545 French Rd |  | New Hartford | NY | 13413 |  |  | 210 | 0 | 0 | 0 | 0 | 0 | 0 | 0 | 0 | 0 | 0 | 0 | FALSE | KSYR | 2019-02-21 17:29 | 1 |  | https://www.homedepot.com/ | Mercantile (Retail Other Than Malls) | Retail Store |  |  | National Grid - Upstate NY (Niagara Mohawk) | National Grid - Upstate NY (Niagara Mohawk) | E - Mohawk Valley
900 | Home Depot Cicero #1235 | 7922 Brewerton Rd |  | Cicero | NY | 13039 |  |  | 210 | 0 | 0 | 0 | 0 | 0 | 0 | 0 | 0 | 0 | 0 | 0 | FALSE | KSYR | 2019-02-21 17:29 | 1 |  | https://www.homedepot.com/ | Mercantile (Retail Other Than Malls) | Retail Store |  |  | National Grid - Upstate NY (Niagara Mohawk) | National Grid - Upstate NY (Niagara Mohawk) | C - Central
901 | Home Depot Dewitt/East Syracuse #1236 | 5814 Bridge St |  | East Syracuse | NY | 13057 |  |  | 210 | 0 | 0 | 0 | 0 | 0 | 0 | 0 | 0 | 0 | 0 | 0 | FALSE | KSYR | 2019-02-21 17:29 | 1 |  | https://www.homedepot.com/ | Mercantile (Retail Other Than Malls) | Retail Store |  |  | National Grid - Upstate NY (Niagara Mohawk) | National Grid - Upstate NY (Niagara Mohawk) | C - Central
902 | SUNY RF, on behalf of SUNY Polytechnic - 258 Elmwood Ave | 258A Elmwood Ave |  | Gloversville | NY | 12078 |  |  | 5633.92 | 0 | 0 | 0 | 0 | 0 | 0 | 0 | 0 | 0 | 0 | 0 | FALSE | KALB | 2020-03-24 23:22 | 2 |  | https://sunypoly.edu/ | Education | College or University |  |  | National Grid - Upstate NY (Niagara Mohawk) | National Grid - Upstate NY (Niagara Mohawk) | F - Capital
903 | Delaware River Solar - Millard Hill Road | Millard Hill Rd |  | Newfield | NY | 14867 |  |  | 7484.1 | 0 | 0 | 0 | 0 | 0 | 0 | 0 | 0 | 0 | 0 | 0 | FALSE | KITH | 2019-02-21 17:30 | 3 |  |  | Offsite Resource | Solar Farm |  |  | New York State Electric and Gas |  | C - Central
904 | Delaware River Solar - Turner Road | 29 Turner Rd |  | Lowman | NY | 14861 |  |  | 2723.175 | 0 | 0 | 0 | 0 | 0 | 0 | 0 | 0 | 0 | 0 | 0 | FALSE | KELM | 2019-02-21 17:30 | 1 |  |  | Offsite Resource | Solar Farm |  |  | New York State Electric and Gas |  | C - Central
905 | Luna Park Apartments - Building 1 | 2879 W 12th St |  | Brooklyn | NY | 11224 |  |  | 100 | 613 | 0 | 0 | 0 | 0 | 0 | 0 | 0 | 0 | 0 | 0 | FALSE | KJFK | 2019-02-21 17:31 | 1 |  |  | Residential | Multifamily |  |  | Consolidated Edison | National Grid - NYC (Brooklyn Union) | J - New York City
906 | Luna Park Apartments - Building 3 | 2818 W 8th St |  | Brooklyn | NY | 11224 |  |  | 100 | 613 | 0 | 0 | 0 | 0 | 0 | 0 | 0 | 0 | 0 | 0 | FALSE | KJFK | 2019-02-13 20:28 | 1 |  |  | Residential | Multifamily |  |  | Consolidated Edison | National Grid - NYC (Brooklyn Union) | J - New York City
907 | Manhattanville College | 2900 Purchase St |  | Purchase | NY | 10577 |  |  | 1085.4 | 0 | 0 | 0 | 0 | 0 | 0 | 0 | 0 | 0 | 0 | 0 | FALSE | KHPN | 2019-02-21 17:31 | 1 |  | https://www.mville.edu/ | Education | College or University |  |  | Consolidated Edison |  | I - Dunwoodie
908 | Aegis Solar, LLC | 5932 Monks Rd |  | Canandaigua | NY | 14424 |  |  | 3012.24 | 0 | 0 | 0 | 0 | 0 | 0 | 0 | 0 | 0 | 0 | 0 | FALSE | KROC | 2019-03-05 14:57 | 1 |  |  | Offsite Resource | Solar Farm |  |  | Rochester Gas and Electric |  | B - Genessee
909 | National Grid East Pulaski Substation |  |  | Pulaski | NY | 13142 |  |  | 0 | 0 | 2000 | 3000 | 0 | 0 | 0 | 0 | 0 | 0 | 0 | 0 | FALSE | KSYR | 2019-03-14 12:29 | 1 |  |  | Offsite Resource | Utility Support |  |  | National Grid - Upstate NY (Niagara Mohawk) |  | C - Central
910 | GHP Realty Headquarters | 4 W Red Oak Ln |  | West Harrison | NY | 10604 |  |  | 0 | 0 | 375 | 940 | 0 | 0 | 0 | 0 | 0 | 0 | 0 | 0 | FALSE | KLGA | 2019-04-04 19:07 | 1 |  |  | Office | Administrative or Professional Office |  |  | Consolidated Edison |  | I - Dunwoodie
911 | Home A in zip code 11576 |  |  | Roslyn | NY | 11576 |  |  | 0 | 0 | 5 | 0 | 0 | 0 | 0 | 0 | 0 | 0 | 0 | 0 | FALSE | KJFK | 2020-11-06 21:46 | 1 |  |  | Residential | Single-family detached |  |  | Long Island Power Authority (PSEG-LI) |  | K - Long Island
912 | Home B in zip code 12571 |  |  | Milan | NY | 12571 |  |  | 0 | 0 | 5 | 13.5 | 0 | 0 | 0 | 0 | 0 | 0 | 0 | 0 | FALSE | KSWF | 2019-03-14 12:30 | 1 |  |  | Residential | Single-family detached |  |  | Central Hudson Gas and Electric |  | G - Hudson Valley
913 | Home B in zip code 10980 |  |  | Stony Point | NY | 10980 |  |  | 0 | 0 | 5 | 0 | 0 | 0 | 0 | 0 | 0 | 0 | 0 | 0 | FALSE | KSWF | 2020-11-06 21:46 | 1 |  |  | Residential | Single-family detached |  |  | Orange and Rockland Utilities |  | G - Hudson Valley
914 | Home A in zip code 10963 |  |  | Otisville | NY | 10963 |  |  | 0 | 0 | 10 | 0 | 0 | 0 | 0 | 0 | 0 | 0 | 0 | 0 | FALSE | KSWF | 2020-11-06 21:46 | 1 |  |  | Residential | Single-family detached |  |  | Orange and Rockland Utilities |  | G - Hudson Valley
915 | Home A in zip code 10989 |  |  | Valley Cottage | NY | 10989 |  |  | 0 | 0 | 10 | 0 | 0 | 0 | 0 | 0 | 0 | 0 | 0 | 0 | FALSE | KLGA | 2020-11-06 21:46 | 1 |  |  | Residential | Single-family detached |  |  | Orange and Rockland Utilities |  | G - Hudson Valley
916 | Home A in zip code 10960 |  |  | Grand View-On-Hudson | NY | 10960 |  |  | 0 | 0 | 10 | 0 | 0 | 0 | 0 | 0 | 0 | 0 | 0 | 0 | FALSE | KLGA | 2020-11-06 21:46 | 1 |  |  | Residential | Single-family detached |  |  | Orange and Rockland Utilities |  | G - Hudson Valley
917 | Home A in zip code 10965 |  |  | Pearl River | NY | 10965 |  |  | 0 | 0 | 5 | 0 | 0 | 0 | 0 | 0 | 0 | 0 | 0 | 0 | FALSE | KLGA | 2020-11-06 21:47 | 1 |  |  | Residential | Single-family detached |  |  | Orange and Rockland Utilities |  | G - Hudson Valley
918 | Home A in zip code 10920 |  |  | Congers | NY | 10920 |  |  | 0 | 0 | 10 | 0 | 0 | 0 | 0 | 0 | 0 | 0 | 0 | 0 | FALSE | KSWF | 2020-11-06 21:47 | 1 |  |  | Residential | Single-family detached |  |  | Orange and Rockland Utilities |  | G - Hudson Valley
919 | Home B in zip code 10956 |  |  | New City | NY | 10956 |  |  | 0 | 0 | 5 | 0 | 0 | 0 | 0 | 0 | 0 | 0 | 0 | 0 | FALSE | KSWF | 2020-11-06 21:47 | 1 |  |  | Residential | Single-family detached |  |  | Orange and Rockland Utilities |  | G - Hudson Valley
920 | Home B in zip code 12477 |  |  | Saugerties | NY | 12477 |  |  | 0 | 0 | 5 | 13.5 | 0 | 0 | 0 | 0 | 0 | 0 | 0 | 0 | FALSE | KSWF | 2019-03-18 14:12 | 1 |  |  | Residential | Single-family detached |  |  | Central Hudson Gas and Electric |  | G - Hudson Valley
921 | Home A in zip code 13360 |  |  | Inlet | NY | 13360 |  |  | 0 | 0 | 5 | 0 | 0 | 0 | 0 | 0 | 0 | 0 | 0 | 0 | FALSE | KALB | 2020-11-06 21:47 | 1 |  |  | Residential | Single-family detached |  |  | National Grid - Upstate NY (Niagara Mohawk) |  | F - Capital
922 | Home A in zip code 13420 |  |  | Old Forge | NY | 13420 |  |  | 0 | 0 | 15 | 0 | 0 | 0 | 0 | 0 | 0 | 0 | 0 | 0 | FALSE | KALB | 2020-11-06 21:47 | 1 |  |  | Residential | Single-family detached |  |  | National Grid - Upstate NY (Niagara Mohawk) |  | E - Mohawk Valley
923 | Home B in zip code 10919 |  |  | Circleville | NY | 10919 |  |  | 0 | 0 | 5 | 0 | 0 | 0 | 0 | 0 | 0 | 0 | 0 | 0 | FALSE | KSWF | 2020-11-06 21:54 | 1 |  |  | Residential | Single-family detached |  |  | Orange and Rockland Utilities |  | G - Hudson Valley
924 | Home B in zip code 10990 |  |  | Warwick | NY | 10990 |  |  | 0 | 0 | 10 | 0 | 0 | 0 | 0 | 0 | 0 | 0 | 0 | 0 | FALSE | KSWF | 2020-11-06 21:54 | 1 |  |  | Residential | Single-family detached |  |  | Orange and Rockland Utilities |  | G - Hudson Valley
925 | Home D in zip code 10940 |  |  | Middletown | NY | 10940 |  |  | 0 | 0 | 5 | 0 | 0 | 0 | 0 | 0 | 0 | 0 | 0 | 0 | FALSE | KSWF | 2020-11-06 21:54 | 1 |  |  | Residential | Single-family detached |  |  | Orange and Rockland Utilities |  | G - Hudson Valley
926 | Home C in zip code 12571 |  |  | Milan | NY | 12571 |  |  | 0 | 0 | 5 | 13.5 | 0 | 0 | 0 | 0 | 0 | 0 | 0 | 0 | FALSE | KSWF | 2019-04-12 19:08 | 1 |  |  | Residential | Single-family detached |  |  | Central Hudson Gas and Electric |  | G - Hudson Valley
927 | Home D in zip code 12553 |  |  | New Windsor | NY | 12553 |  |  | 0 | 0 | 5 | 13.5 | 0 | 0 | 0 | 0 | 0 | 0 | 0 | 0 | FALSE | KSWF | 2019-03-14 12:32 | 1 |  |  | Residential | Single-family detached |  |  | Central Hudson Gas and Electric |  | G - Hudson Valley
928 | Home A in zip code 12498 |  |  | Woodstock | NY | 12498 |  |  | 0 | 0 | 5 | 13.5 | 0 | 0 | 0 | 0 | 0 | 0 | 0 | 0 | FALSE | KSWF | 2019-03-18 14:12 | 1 |  |  | Residential | Single-family detached |  |  | Central Hudson Gas and Electric |  | G - Hudson Valley
929 | Home A in zip code 12578 |  |  | Salt Point | NY | 12578 |  |  | 0 | 0 | 5 | 13.5 | 0 | 0 | 0 | 0 | 0 | 0 | 0 | 0 | FALSE | KSWF | 2019-03-18 14:10 | 1 |  |  | Residential | Single-family detached |  |  | Central Hudson Gas and Electric |  | G - Hudson Valley
930 | Guilderland Central School District | 4157 Becker Road |  | Altamont | NY | 12009 |  |  | 3044.52 | 0 | 0 | 0 | 0 | 0 | 0 | 0 | 0 | 0 | 0 | 0 | FALSE | KALB | 2019-03-08 13:23 | 1 |  |  | Offsite Resource | Solar Farm |  |  | National Grid - Upstate NY (Niagara Mohawk) |  | F - Capital
931 | Seneca Solar Farm - Route 14A | 4380 Route 14A |  | Geneva | NY | 14456 |  |  | 5205.6 | 0 | 0 | 0 | 0 | 0 | 0 | 0 | 0 | 0 | 0 | 0 | FALSE | KITH | 2019-03-08 14:12 | 1 |  |  | Offsite Resource | Solar Farm |  |  | New York State Electric and Gas |  | C - Central
932 | Bouck Pool Building - SUNY Cobleskill | 107 Schenectady Avenue |  | Cobleskill | NY | 12043 |  |  | 130 | 840 | 0 | 0 | 0 | 0 | 0 | 0 | 0 | 0 | 0 | 0 | FALSE | KALB | 2019-03-14 14:44 | 1 |  | https://www.cobleskill.edu/ | Education | College or University |  |  | National Grid - Upstate NY (Niagara Mohawk) | New York State Electric and Gas | E - Mohawk Valley
933 | Goya Foods, Inc | 275 South Main Street |  | Angola | NY | 14006 |  |  | 1341.9 | 0 | 0 | 0 | 0 | 0 | 0 | 0 | 0 | 0 | 0 | 0 | FALSE | KBUF | 2019-03-15 18:52 | 1 |  |  | Manufacturing | Food |  |  | National Grid - Upstate NY (Niagara Mohawk) |  | A - West
934 | Home A in zip code 11791 |  |  | Syosset | NY | 11791 |  |  | 0 | 0 | 10 | 0 | 0 | 0 | 0 | 0 | 0 | 0 | 0 | 0 | FALSE | KLGA | 2020-11-06 21:54 | 1 |  |  | Residential | Single-family detached |  |  | Long Island Power Authority (PSEG-LI) |  | K - Long Island
935 | Home A in zip code 11738 |  |  | Farmingville | NY | 11738 |  |  | 0 | 0 | 5 | 0 | 0 | 0 | 0 | 0 | 0 | 0 | 0 | 0 | FALSE | KISP | 2020-11-06 21:54 | 1 |  |  | Residential | Single-family detached |  |  | Long Island Power Authority (PSEG-LI) |  | K - Long Island
936 | Home A in zip code 12446 |  |  | Kerhonkson | NY | 12446 |  |  | 0 | 0 | 5 | 13.5 | 0 | 0 | 0 | 0 | 0 | 0 | 0 | 0 | FALSE | KPOU | 2019-06-24 17:30 | 1 |  |  | Residential | Single-family detached |  |  | Central Hudson Gas and Electric |  | G - Hudson Valley
937 | Home B in zip code 10994 |  |  | West Nyack | NY | 10994 |  |  | 0 | 0 | 5 | 0 | 0 | 0 | 0 | 0 | 0 | 0 | 0 | 0 | FALSE | KLGA | 2020-11-06 21:54 | 1 |  |  | Residential | Single-family detached |  |  | Orange and Rockland Utilities |  | G - Hudson Valley
938 | Con Edison BQDM Utility Sided Solution |  |  | Ozone Park | NY | 11416 |  |  | 0 | 0 | 2000 | 12000 | 0 | 0 | 0 | 0 | 0 | 0 | 0 | 0 | FALSE | KJFK | 2019-06-24 17:31 | 1 |  |  | Offsite Resource | Utility Support |  |  | Consolidated Edison |  | J - New York City
939 | Home A in zip code 10984 |  |  | Thiells | NY | 10984 |  |  | 0 | 0 | 5 | 0 | 0 | 0 | 0 | 0 | 0 | 0 | 0 | 0 | FALSE | KSWF | 2020-11-06 21:54 | 1 |  |  | Residential | Single-family detached |  |  | Orange and Rockland Utilities |  | G - Hudson Valley
940 | NYSEG DSIP - Distribution Circuit Deployed Battery Storage System Pilot Project |  |  | Ithaca | NY | 14850 |  |  | 0 | 0 | 477 | 1890 | 0 | 0 | 0 | 0 | 0 | 0 | 0 | 0 | FALSE | KITH | 2019-06-24 17:32 | 1 |  |  | Offsite Resource | Utility Support |  |  | New York State Electric and Gas |  | B - Genessee
941 | NYSEG DSIP - Aggregated BTM 1 |  |  | Ithaca | NY | 14850 |  |  | 0 | 0 | 159 | 630 | 0 | 0 | 0 | 0 | 0 | 0 | 0 | 0 | FALSE | KITH | 2019-06-24 17:32 | 1 |  |  | Office |  |  |  | New York State Electric and Gas |  | B - Genessee
942 | NYSEG DSIP - Aggregated BTM 2 |  |  | Ithaca | NY | 14850 |  |  | 0 | 0 | 159 | 630 | 0 | 0 | 0 | 0 | 0 | 0 | 0 | 0 | FALSE | KITH | 2019-06-24 17:32 | 1 |  |  | Education | College or University |  |  | New York State Electric and Gas |  | B - Genessee
943 | RG&E Operations Center | 1300 Scottsville Rd |  | Rochester | NY | 14624 |  |  | 0 | 0 | 150 | 600 | 0 | 0 | 0 | 0 | 0 | 0 | 0 | 0 | FALSE | KROC | 2019-06-24 17:32 | 1 |  |  | Office |  |  |  | Rochester Gas and Electric |  | B - Genessee
944 | RG&E Substation |  |  | Farmington | NY | 14425 |  |  | 0 | 0 | 2080 | 7600 | 0 | 0 | 0 | 0 | 0 | 0 | 0 | 0 | FALSE | KROC | 2019-11-07 15:38 | 1 |  |  | Offsite Resource | Utility Support |  |  | Rochester Gas and Electric |  | B - Genessee
945 | Jefferson Towers Apartments | 700 Columbus Ave |  | New York | NY | 10025 |  |  | 100 | 613 | 0 | 0 | 0 | 0 | 0 | 0 | 0 | 0 | 0 | 0 | TRUE | KLGA | 2019-09-17 15:03 | 1 |  | https://jeffersontowers.com/ | Residential | Multifamily |  |  | Consolidated Edison | Consolidated Edison | J - New York City
946 | Building 36 LLC | 70-30 80th St |  | Ridgewood | NY | 11385 |  |  | 306.72 | 0 | 0 | 0 | 0 | 0 | 0 | 0 | 0 | 0 | 0 | 0 | FALSE | KLGA | 2019-04-12 20:42 | 1 |  |  | Warehouse and Storage | Non-refrigerated Warehouse |  |  | Consolidated Edison |  | J - New York City
947 | Ogdensburg Bridge and Port Authority | 545 Wagner Rd |  | Lisbon | NY | 13669 |  |  | 1206 | 0 | 0 | 0 | 0 | 0 | 0 | 0 | 0 | 0 | 0 | 0 | FALSE | KOGS | 2021-03-05 18:15 | 1 |  |  | Offsite Resource | Solar Farm |  |  | National Grid - Upstate NY (Niagara Mohawk) |  | E - Mohawk Valley
948 | Town of Penfield | 1625 Jackson Rd |  | Penfield | NY | 14526 |  |  | 1258.56 | 0 | 0 | 0 | 0 | 0 | 0 | 0 | 0 | 0 | 0 | 0 | FALSE | KROC | 2019-05-06 17:09 | 1 |  | http://www.penfield.org/ | Office | Government Office |  |  | Rochester Gas and Electric |  | B - Genessee
949 | Cayuga, LLC | 7413 County House Rd |  | Auburn | NY | 13021 |  |  | 633 | 0 | 0 | 0 | 0 | 0 | 0 | 0 | 0 | 0 | 0 | 0 | FALSE | KSYR | 2019-05-08 17:04 | 1 |  | http://www.cayugaswcd.org/ | Utilities Water and Waste Management | Wastewater Treatment Plant |  |  | New York State Electric and Gas | New York State Electric and Gas | C - Central
950 | Surf 21 | 2940 West 21st Street |  | Brooklyn | NY | 11224 |  |  | 300 | 1920 | 0 | 0 | 0 | 0 | 0 | 0 | 0 | 0 | 0 | 0 | TRUE | KJFK | 2019-05-13 20:45 | 1 |  |  | Residential | Multifamily |  |  | Consolidated Edison | National Grid - NYC (Brooklyn Union) | J - New York City
951 | NYS Veterans Home at Oxford | 4207 State Highway 220 |  | Oxford | NY | 13830 |  |  | 981.18 | 0 | 0 | 0 | 0 | 0 | 0 | 0 | 0 | 0 | 0 | 0 | FALSE | KITH | 2019-05-14 19:45 | 1 |  |  | Health Care (Inpatient) | Nursing Home, Assisted Living, or Other Residential Care |  |  | New York State Electric and Gas |  | E - Mohawk Valley
952 | City of Amsterdam | 153 NY Route 67 |  | Amsterdam | NY | 12010 |  |  | 2812.32 | 0 | 0 | 0 | 0 | 0 | 0 | 0 | 0 | 0 | 0 | 0 | FALSE | KALB | 2019-05-15 15:38 | 1 |  |  | Offsite Resource | Solar Farm |  |  | National Grid - Upstate NY (Niagara Mohawk) |  | F - Capital
953 | Upstate Cerebral Palsy | 10686 N Gage Rd |  | Barneveld | NY | 13304 |  |  | 1400.8 | 0 | 0 | 0 | 0 | 0 | 0 | 0 | 0 | 0 | 0 | 0 | FALSE | KSYR | 2019-05-21 17:41 | 1 |  | https://www.upstatecp.org/ | Health Care (Outpatient) | Clinic or Other Outpatient Health Care |  |  | National Grid - Upstate NY (Niagara Mohawk) | National Grid - Upstate NY (Niagara Mohawk) | E - Mohawk Valley
954 | Home A in zip code 10510 |  |  | Croton-On-Hudson | NY | 10510 |  |  | 0 | 0 | 8 | 0 | 0 | 0 | 0 | 0 | 0 | 0 | 0 | 0 | FALSE | KLGA | 2020-11-06 21:56 | 1 |  |  | Residential | Single-family detached |  |  | Consolidated Edison |  | I - Dunwoodie
955 | Home B in zip code 10510 |  |  | Hastings-On-Hudson | NY | 10510 |  |  | 0 | 0 | 8 | 0 | 0 | 0 | 0 | 0 | 0 | 0 | 0 | 0 | FALSE | KLGA | 2020-11-06 21:56 | 1 |  |  | Residential | Single-family detached |  |  | Consolidated Edison |  | I - Dunwoodie
956 | Home A in zip code 10538 |  |  | Larchmont | NY | 10538 |  |  | 0 | 0 | 5 | 0 | 0 | 0 | 0 | 0 | 0 | 0 | 0 | 0 | FALSE | KLGA | 2020-11-06 21:56 | 1 |  |  | Residential | Single-family detached |  |  | Consolidated Edison |  | I - Dunwoodie
957 | Home A in zip code 10549 |  |  | Mount Kisco | NY | 10549 |  |  | 0 | 0 | 15 | 0 | 0 | 0 | 0 | 0 | 0 | 0 | 0 | 0 | FALSE | KLGA | 2020-11-06 21:56 | 1 |  |  | Residential | Single-family detached |  |  | Consolidated Edison |  | H - Millwood
958 | Home A in zip code 10560 |  |  | North Salem | NY | 10560 |  |  | 0 | 0 | 10 | 0 | 0 | 0 | 0 | 0 | 0 | 0 | 0 | 0 | FALSE | KLGA | 2020-11-06 21:56 | 1 |  |  | Residential | Single-family detached |  |  | New York State Electric and Gas |  | G - Hudson Valley
959 | Home A in zip code 10804 |  |  | New Rochelle | NY | 10804 |  |  | 0 | 0 | 5 | 0 | 0 | 0 | 0 | 0 | 0 | 0 | 0 | 0 | FALSE | KLGA | 2020-11-06 21:56 | 1 |  |  | Residential | Single-family detached |  |  | Consolidated Edison |  | I - Dunwoodie
960 | Home B in zip code 10930 |  |  | Highland Mills | NY | 10930 |  |  | 0 | 0 | 5 | 0 | 0 | 0 | 0 | 0 | 0 | 0 | 0 | 0 | FALSE | KLGA | 2020-11-06 21:56 | 1 |  |  | Residential | Single-family detached |  |  | Orange and Rockland Utilities |  | G - Hudson Valley
961 | Home E in zip code 10956 |  |  | New City | NY | 10956 |  |  | 0 | 0 | 15 | 0 | 0 | 0 | 0 | 0 | 0 | 0 | 0 | 0 | FALSE | KLGA | 2020-11-06 21:56 | 1 |  |  | Residential | Single-family detached |  |  | Orange and Rockland Utilities |  | G - Hudson Valley
962 | Home C in zip code 10956 |  |  | New City | NY | 10956 |  |  | 0 | 0 | 15 | 0 | 0 | 0 | 0 | 0 | 0 | 0 | 0 | 0 | FALSE | KLGA | 2020-11-06 21:56 | 1 |  |  | Residential | Single-family detached |  |  | Orange and Rockland Utilities |  | G - Hudson Valley
963 | Home D in zip code 10956 |  |  | New City | NY | 10956 |  |  | 0 | 0 | 5 | 0 | 0 | 0 | 0 | 0 | 0 | 0 | 0 | 0 | FALSE | KLGA | 2020-11-06 21:56 | 1 |  |  | Residential | Single-family detached |  |  | Orange and Rockland Utilities |  | G - Hudson Valley
964 | Home C in zip code 10980 |  |  | Stony Point | NY | 10980 |  |  | 0 | 0 | 10 | 0 | 0 | 0 | 0 | 0 | 0 | 0 | 0 | 0 | FALSE | KLGA | 2020-11-06 21:56 | 1 |  |  | Residential | Single-family detached |  |  | Orange and Rockland Utilities |  | G - Hudson Valley
965 | Luna Park Apartments - Building 2 | 2821 W 12th St |  | Brooklyn | NY | 11224 |  |  | 100 | 613 | 0 | 0 | 0 | 0 | 0 | 0 | 0 | 0 | 0 | 0 | FALSE | KJFK | 2019-06-19 20:42 | 1 |  |  | Residential | Multifamily |  |  | Consolidated Edison | National Grid - NYC (Brooklyn Union) | J - New York City
966 | City of Olean | 231-251 Homer Street |  | Olean | NY | 14760 |  |  | 4074 | 0 | 0 | 0 | 0 | 0 | 0 | 0 | 0 | 0 | 0 | 0 | FALSE | KBUF | 2019-06-21 15:22 | 1 |  |  | Offsite Resource | Solar Farm |  |  | National Grid - Upstate NY (Niagara Mohawk) |  | A - West
967 | Westtown NY 1 | 10 Browns Road |  | Westtown | NY | 10998 |  |  | 2831.76 | 0 | 0 | 0 | 0 | 0 | 0 | 0 | 0 | 0 | 0 | 0 | FALSE | KSFW | 2019-07-08 14:04 | 1 |  |  | Offsite Resource | Solar Farm |  |  | Orange and Rockland Utilities |  | G - Hudson Valley
968 | Village of Canton | 5779 US 11 |  | Canton | NY | 13617 |  |  | 943.92 | 0 | 0 | 0 | 0 | 0 | 0 | 0 | 0 | 0 | 0 | 0 | FALSE | KART | 2019-07-08 14:34 | 1 |  |  | Office | Government Office |  |  | National Grid - Upstate NY (Niagara Mohawk) |  | E - Mohawk Valley
969 | Bethlehem Central School District | 1082 Delaware Avenue |  | Delmar | NY | 12054 |  |  | 2184.48 | 0 | 0 | 0 | 0 | 0 | 0 | 0 | 0 | 0 | 0 | 0 | FALSE | KALB | 2019-07-17 17:50 | 1 |  |  | Offsite Resource | Solar Farm |  |  | National Grid - Upstate NY (Niagara Mohawk) |  | F - Capital
970 | City of Tonawanda Landfill | 233 Wales Avenue |  | Tonawanda | NY | 14150 |  |  | 807.84 | 0 | 0 | 0 | 0 | 0 | 0 | 0 | 0 | 0 | 0 | 0 | FALSE | KBUF | 2019-07-22 15:08 | 1 |  |  | Utilities Water and Waste Management | Landfill |  |  | National Grid - Upstate NY (Niagara Mohawk) |  | A - West
971 | Sackett Lake 2 - Delaware River Solar | 585 South Maplewood Road |  | Monticello | NY | 12701 |  |  | 2434.32 | 0 | 0 | 0 | 0 | 0 | 0 | 0 | 0 | 0 | 0 | 0 | FALSE | KSWF | 2020-08-31 17:58 | 1 |  |  | Offsite Resource | Solar Farm |  |  | New York State Electric and Gas |  | E - Mohawk Valley
972 | 685 1st Avenue | 685 1st Avenue |  | New York | NY | 10016 |  |  | 265 | 1265.5 | 0 | 0 | 0 | 0 | 0 | 0 | 0 | 0 | 0 | 0 | FALSE | KJFK | 2019-07-25 20:26 | 1 |  |  | Residential | Multifamily |  |  | Consolidated Edison | Consolidated Edison | J - New York City
973 | Montauk Energy Storage Center | North Shore Rd |  | Montauk | NY | 11954 |  |  | 0 | 0 | 5000 | 40000 | 0 | 0 | 0 | 0 | 0 | 0 | 0 | 0 | FALSE | KLGA | 2020-11-06 20:20 | 1 |  |  | Offsite Resource | Utility Support |  |  | Long Island Power Authority (PSEG-LI) |  | K - Long Island
974 | Luther Forest Technology Campus |  |  | Stillwater | NY | 12866 |  |  | 0 | 0 | 20000 | 16500 | 0 | 0 | 0 | 0 | 0 | 0 | 0 | 0 | FALSE | KALB | 2020-10-13 19:48 | 1 | KCE NY 1 |  | Offsite Resource | Utility Support |  |  | New York State Electric and Gas |  | F - Capital
975 | One Bryant Park | One Bryant Park |  | New York | NY | 10036 |  |  | 0 | 0 | 0 | 0 | 880 | 484 | 7040 | 3872 | 0 | 0 | 0 | 0 | FALSE | Custom | 2020-10-09 20:46 | 1 |  |  | Office | Bank or Other Financial Institution |  |  | Consolidated Edison |  | J - New York City
976 | New School University Center | 63 Fifth Ave |  | New York | NY | 10003 |  |  | 0 | 0 | 0 | 0 | 385 | 211.75 | 3080 | 1694 | 0 | 0 | 0 | 0 | FALSE | Custom | 2020-10-09 20:48 | 1 |  |  | Education | College or University |  |  | Consolidated Edison |  | J - New York City
977 | Fordham Plaza | One Fordham Plaza |  | Bronx | NY | 10458 |  |  | 0 | 0 | 0 | 0 | 385 | 211.75 | 3080 | 1694 | 0 | 0 | 0 | 0 | FALSE | Custom | 2020-10-09 20:50 | 1 |  |  | Office | Mixed-Use Office |  |  | Consolidated Edison |  | J - New York City
978 | Park Avenue Plaza | 55 E 52nd St |  | New York | NY | 10055 |  |  | 0 | 0 | 0 | 0 | 937.5 | 515.625 | 7500 | 4125 | 0 | 0 | 0 | 0 | FALSE | Custom | 2020-10-09 20:52 | 1 |  |  | Office | Mixed-Use Office |  |  | Consolidated Edison |  | J - New York City
979 | Google East HQ | 111 8th Ave |  | New York | NY | 10011 |  |  | 0 | 0 | 0 | 0 | 1155 | 635.25 | 9240 | 5082 | 0 | 0 | 0 | 0 | FALSE | Custom | 2020-10-09 20:54 | 1 |  |  | Office | Mixed-Use Office |  |  | Consolidated Edison |  | J - New York City
980 | NYU Tandon School of Engineering | 6 MetroTech Center |  | Brooklyn | NY | 11201 |  |  | 0 | 0 | 0 | 0 | 330 | 181.5 | 2640 | 1452 | 0 | 0 | 0 | 0 | FALSE | Custom | 2020-10-09 20:56 | 1 |  |  | Education | College or University |  |  | Consolidated Edison |  | J - New York City
981 | Via Verde | 700 Brook Ave |  | Bronx | NY | 10455 |  |  | 0 | 0 | 18 | 144 | 0 | 0 | 0 | 0 | 0 | 0 | 0 | 0 | FALSE | Custom | 2019-08-02 14:03 | 1 |  |  | Residential | Multifamily |  |  | Consolidated Edison |  | J - New York City
982 | Home B in zip code 10956 |  |  | New City | NY | 10956 |  |  | 0 | 0 | 5 | 0 | 0 | 0 | 0 | 0 | 0 | 0 | 0 | 0 | FALSE | KLGA | 2020-11-06 21:57 | 1 |  |  | Residential | Single-family detached |  |  | Orange and Rockland Utilities |  | G - Hudson Valley
983 | Home B in zip code 10924 |  |  | Goshen | NY | 10924 |  |  | 0 | 0 | 10 | 0 | 0 | 0 | 0 | 0 | 0 | 0 | 0 | 0 | FALSE | KLGA | 2020-11-06 21:57 | 1 |  |  | Residential | Single-family detached |  |  | Orange and Rockland Utilities |  | G - Hudson Valley
984 | Home A in zip code 12158 |  |  | Selkirk | NY | 12158 |  |  | 0 | 0 | 5 | 0 | 0 | 0 | 0 | 0 | 0 | 0 | 0 | 0 | FALSE | KALB | 2020-11-06 21:57 | 1 |  |  | Residential | Single-family detached |  |  | National Grid - Upstate NY (Niagara Mohawk) |  | F - Capital
985 | Home B in zip code 11743 |  |  | Huntington | NY | 11743 |  |  | 0 | 0 | 12.22 | 0 | 0 | 0 | 0 | 0 | 0 | 0 | 0 | 0 | FALSE | KLGA | 2020-11-06 21:58 | 1 |  |  | Residential | Single-family detached |  |  | Long Island Power Authority (PSEG-LI) |  | K - Long Island
986 | Home A in zip code 11001 |  |  | Floral Park | NY | 11001 |  |  | 0 | 0 | 10.83 | 0 | 0 | 0 | 0 | 0 | 0 | 0 | 0 | 0 | FALSE | kjfk | 2020-11-06 21:58 | 1 |  |  | Residential | Single-family detached |  |  | Long Island Power Authority (PSEG-LI) |  | K - Long Island
987 | Home A in zip code 11779 |  |  | Ronkonkoma | NY | 11779 |  |  | 0 | 0 | 3 | 0 | 0 | 0 | 0 | 0 | 0 | 0 | 0 | 0 | FALSE | KJFK | 2020-11-06 22:02 | 1 |  |  | Residential | Single-family detached |  |  | Long Island Power Authority (PSEG-LI) |  | K - Long Island
988 | Home A in zip code 12015 |  |  | Athens | NY | 12015 |  |  | 0 | 0 | 5 | 13.5 | 0 | 0 | 0 | 0 | 0 | 0 | 0 | 0 | FALSE | Custom | 2019-08-12 20:14 | 1 |  |  | Residential | Single-family detached |  |  | Central Hudson Gas and Electric |  | G - Hudson Valley
989 | Home A in zip code 12409 |  |  | Bearsville | NY | 12409 |  |  | 0 | 0 | 5 | 13.5 | 0 | 0 | 0 | 0 | 0 | 0 | 0 | 0 | FALSE | Custom | 2019-08-12 20:15 | 1 |  |  | Residential | Single-family detached |  |  | Central Hudson Gas and Electric |  | G - Hudson Valley
990 | Home A in zip code 12491 |  |  | West Hurley | NY | 12491 |  |  | 0 | 0 | 15 | 27 | 0 | 0 | 0 | 0 | 0 | 0 | 0 | 0 | FALSE | Custom | 2019-11-07 15:40 | 1 |  |  | Residential | Single-family detached |  |  | Central Hudson Gas and Electric |  | G - Hudson Valley
991 | Home A in zip code 12540 |  |  | Lagrangeville | NY | 12540 |  |  | 0 | 0 | 10 | 13.5 | 0 | 0 | 0 | 0 | 0 | 0 | 0 | 0 | FALSE | Custom | 2019-11-07 15:40 | 1 |  |  | Residential | Single-family detached |  |  | Central Hudson Gas and Electric |  | G - Hudson Valley
992 | Home A in zip code 12566 |  |  | Pine Bush | NY | 12566 |  |  | 0 | 0 | 15.2 | 0 | 0 | 0 | 0 | 0 | 0 | 0 | 0 | 0 | FALSE | KSWF | 2020-11-06 22:00 | 1 |  |  | Residential | Single-family detached |  |  | Orange and Rockland Utilities |  | G - Hudson Valley
993 | Home A in zip code 11937 |  |  | East Hampton | NY | 11937 |  |  | 0 | 0 | 7.6 | 0 | 0 | 0 | 0 | 0 | 0 | 0 | 0 | 0 | FALSE | KISP | 2020-11-06 22:01 | 1 |  |  | Residential | Single-family detached |  |  | Long Island Power Authority (PSEG-LI) |  | K - Long Island
994 | Home F in zip code 10956 |  |  | New City | NY | 10956 |  |  | 0 | 0 | 5 | 0 | 0 | 0 | 0 | 0 | 0 | 0 | 0 | 0 | FALSE | KLGA | 2020-11-06 22:01 | 1 |  |  | Residential | Single-family detached |  |  | Orange and Rockland Utilities |  | G - Hudson Valley
995 | Home A in zip code 11746 |  |  | Huntington Station | NY | 11746 |  |  | 0 | 0 | 5 | 0 | 0 | 0 | 0 | 0 | 0 | 0 | 0 | 0 | FALSE | KLGA | 2020-11-06 22:01 | 1 |  |  | Residential | Single-family detached |  |  | Long Island Power Authority (PSEG-LI) |  | K - Long Island
996 | Home A in zip code 11743 |  |  | Huntington | NY | 11743 |  |  | 0 | 0 | 5.38 | 0 | 0 | 0 | 0 | 0 | 0 | 0 | 0 | 0 | FALSE | KLGA | 2020-11-06 22:02 | 1 |  |  | Residential | Single-family detached |  |  | Long Island Power Authority (PSEG-LI) |  | K - Long Island
997 | Home A in zip code 11560 |  |  | Locust Valley | NY | 11560 |  |  | 0 | 0 | 10 | 0 | 0 | 0 | 0 | 0 | 0 | 0 | 0 | 0 | FALSE | KLGA | 2020-11-06 22:03 | 1 |  |  | Residential | Single-family detached |  |  | Long Island Power Authority (PSEG-LI) |  | K - Long Island
998 | Home A in zip code 11768 |  |  | Northport | NY | 11768 |  |  | 0 | 0 | 11.18 | 0 | 0 | 0 | 0 | 0 | 0 | 0 | 0 | 0 | FALSE | KLGA | 2020-11-06 22:57 | 1 |  |  | Residential | Single-family detached |  |  | Long Island Power Authority (PSEG-LI) |  | K - Long Island
999 | Home A in zip code 11581 |  |  | Valley Stream | NY | 11581 |  |  | 0 | 0 | 12 | 0 | 0 | 0 | 0 | 0 | 0 | 0 | 0 | 0 | FALSE | KLGA | 2020-11-06 22:57 | 1 |  |  | Residential | Single-family detached |  |  | Long Island Power Authority (PSEG-LI) |  | K - Long Island
1000 | Facility A in zip code 10069 |  |  | New York | NY | 10069 |  |  | 0 | 0 | 0 | 0 | 120 | 66 | 960 | 528 | 0 | 0 | 0 | 0 | FALSE | Custom | 2020-10-09 20:58 | 1 |  |  | Education |  |  |  | Consolidated Edison |  | J - New York City
1001 | Facility A in zip code 10022 |  |  | New York | NY | 10022 |  |  | 0 | 0 | 0 | 0 | 852.5 | 468.875 | 6820 | 3751 | 0 | 0 | 0 | 0 | FALSE | Custom | 2020-10-09 21:01 | 1 |  |  | Office |  |  |  | Consolidated Edison |  | J - New York City
1002 | Facility A in zip code 10007 |  |  | New York | NY | 10007 |  |  | 0 | 0 | 0 | 0 | 1040 | 572 | 8320 | 4576 | 0 | 0 | 0 | 0 | FALSE | Custom | 2020-10-09 20:46 | 1 |  |  | Office | Bank or Other Financial Institution |  |  | Consolidated Edison |  | J - New York City
1003 | Facility B in zip code 10606 |  |  | Bronx | NY | 10606 |  |  | 0 | 0 | 0 | 0 | 45 | 24.75 | 360 | 198 | 0 | 0 | 0 | 0 | FALSE | Custom | 2020-10-09 20:48 | 1 | [6 empty] | Consolidated Edison |  | J - New York City
1004 | Facility A in zip code 10703 |  |  | Yonkers | NY | 10703 |  |  | 0 | 0 | 0 | 0 | 280 | 154 | 2240 | 1232 | 0 | 0 | 0 | 0 | FALSE | Custom | 2020-10-09 20:50 | 1 |  |  | Office | Medical Office (without Diagnostic/Treatment Services) |  |  | Consolidated Edison |  | J - New York City
1005 | Facility B in zip code 10703 |  |  | Yonkers | NY | 10703 |  |  | 0 | 0 | 0 | 0 | 280 | 154 | 2240 | 1232 | 0 | 0 | 0 | 0 | FALSE | Custom | 2020-10-09 20:52 | 1 | [6 empty] | Consolidated Edison |  | J - New York City
1006 | Facility A in zip code 10980 |  |  | Haverstraw | NY | 10980 |  |  | 0 | 0 | 0 | 0 | 200 | 110 | 1600 | 880 | 0 | 0 | 0 | 0 | FALSE | Custom | 2020-10-09 20:54 | 1 |  |  | Education |  |  |  | Orange and Rockland Utilities |  | G - Hudson Valley
1007 | Facility A in zip code 11553 |  |  | Uniondale | NY | 11553 |  |  | 0 | 0 | 0 | 0 | 720 | 396 | 5760 | 3168 | 0 | 0 | 0 | 0 | FALSE | Custom | 2020-10-09 20:56 | 1 |  |  | Office |  |  |  | Long Island Power Authority (PSEG-LI) |  | K - Long Island
1008 | Facility A in zip code 11701 |  |  | Amityville | NY | 11701 |  |  | 0 | 0 | 0 | 0 | 40 | 22 | 320 | 176 | 0 | 0 | 0 | 0 | FALSE | Custom | 2020-10-09 20:59 | 1 |  |  | Education |  |  |  | Long Island Power Authority (PSEG-LI) |  | K - Long Island
1009 | Facility A in zip code 11706 |  |  | Bay Shore | NY | 11706 |  |  | 0 | 0 | 0 | 0 | 40 | 22 | 320 | 176 | 0 | 0 | 0 | 0 | FALSE | Custom | 2020-10-09 21:01 | 1 | [6 empty] | Long Island Power Authority (PSEG-LI) |  | K - Long Island
1010 | Facility A in zip code 11741 |  |  | Bohemia | NY | 11741 |  |  | 0 | 0 | 0 | 0 | 100 | 55 | 800 | 440 | 0 | 0 | 0 | 0 | FALSE | Custom | 2020-10-09 20:46 | 1 |  |  | Education |  |  |  | Long Island Power Authority (PSEG-LI) |  | K - Long Island
1011 | Facility A in zip code 11746 |  |  | Melville | NY | 11746 |  |  | 0 | 0 | 0 | 0 | 200 | 110 | 1600 | 880 | 0 | 0 | 0 | 0 | FALSE | Custom | 2020-10-09 20:48 | 1 | [6 empty] | Long Island Power Authority (PSEG-LI) |  | K - Long Island
1012 | Facility A in zip code 11779 |  |  | Ronkonkoma | NY | 11779 |  |  | 0 | 0 | 0 | 0 | 20 | 11 | 160 | 88 | 0 | 0 | 0 | 0 | FALSE | Custom | 2020-10-09 20:50 | 1 |  |  | Office |  |  |  | Long Island Power Authority (PSEG-LI) |  | K - Long Island
1013 | Facility B in zip code 11779 |  |  | Ronkonkoma | NY | 11779 |  |  | 0 | 0 | 0 | 0 | 40 | 22 | 320 | 176 | 0 | 0 | 0 | 0 | FALSE | Custom | 2020-10-09 20:53 | 1 | [6 empty] | Long Island Power Authority (PSEG-LI) |  | K - Long Island
1014 | Facility A in zip code 11757 |  |  | Lindenhurst | NY | 11757 |  |  | 0 | 0 | 0 | 0 | 240 | 132 | 1920 | 1056 | 0 | 0 | 0 | 0 | FALSE | Custom | 2020-10-09 20:54 | 1 |  |  | Education |  |  |  | Long Island Power Authority (PSEG-LI) |  | K - Long Island
1015 | Facility B in zip code 11757 |  |  | Lindenhurst | NY | 11757 |  |  | 0 | 0 | 0 | 0 | 210 | 115.5 | 1680 | 924 | 0 | 0 | 0 | 0 | FALSE | Custom | 2020-10-09 20:57 | 1 |  |  | Office |  |  |  | Long Island Power Authority (PSEG-LI) |  | K - Long Island
1016 | Facility A in zip code 12065 |  |  | Halfmoon | NY | 12065 |  |  | 0 | 0 | 0 | 0 | 68.75 | 37.8125 | 550 | 302.5 | 0 | 0 | 0 | 0 | FALSE | Custom | 2020-10-09 20:59 | 1 |  |  | Utilities Water and Waste Management |  |  |  | National Grid - Upstate NY (Niagara Mohawk) |  | F - Capital
1017 | Facility A in zip code 12068 |  |  | Fonda | NY | 12068 |  |  | 0 | 0 | 0 | 0 | 360 | 198 | 2880 | 1584 | 0 | 0 | 0 | 0 | FALSE | Custom | 2020-10-09 21:01 | 1 |  |  | Education |  |  |  | National Grid - Upstate NY (Niagara Mohawk) |  | F - Capital
1018 | Facility A in zip code 12095 |  |  | Johnstown | NY | 12095 |  |  | 0 | 0 | 0 | 0 | 200 | 110 | 1600 | 880 | 0 | 0 | 0 | 0 | FALSE | Custom | 2020-10-09 20:46 | 1 |  |  | Education |  |  |  | National Grid - Upstate NY (Niagara Mohawk) |  | F - Capital
1019 | Facility A in zip code 12208 |  |  | Albany | NY | 12208 |  |  | 0 | 0 | 0 | 0 | 60 | 33 | 480 | 264 | 0 | 0 | 0 | 0 | FALSE | Custom | 2020-10-09 20:49 | 1 |  |  | Education |  |  |  | National Grid - Upstate NY (Niagara Mohawk) |  | F - Capital
1020 | Facility A in zip code 12534 |  |  | Hudson | NY | 12534 |  |  | 0 | 0 | 0 | 0 | 160 | 88 | 1280 | 704 | 0 | 0 | 0 | 0 | FALSE | Custom | 2020-10-09 20:51 | 1 |  |  | Education |  |  |  | National Grid - Upstate NY (Niagara Mohawk) |  | F - Capital
1021 | Facility A in zip code 12804 |  |  | Queensbury | NY | 12804 |  |  | 0 | 0 | 0 | 0 | 120 | 66 | 960 | 528 | 0 | 0 | 0 | 0 | FALSE | Custom | 2020-10-09 20:53 | 1 |  |  | Education |  |  |  | National Grid - Upstate NY (Niagara Mohawk) |  | F - Capital
1022 | Facility A in zip code 12901 |  |  | Plattsburgh | NY | 12901 |  |  | 0 | 0 | 0 | 0 | 80 | 44 | 640 | 352 | 0 | 0 | 0 | 0 | FALSE | Custom | 2020-10-09 20:55 | 1 |  |  | Education |  |  |  | New York State Electric and Gas |  | D - North
1023 | Facility A in zip code 13088 |  |  | Liverpool | NY | 13088 |  |  | 0 | 0 | 0 | 0 | 120 | 66 | 960 | 528 | 0 | 0 | 0 | 0 | FALSE | Custom | 2020-10-09 20:57 | 1 | [6 empty] | National Grid - Upstate NY (Niagara Mohawk) |  | C - Central
1024 | Facility A in zip code 13602 |  |  | Watertown | NY | 13601 |  |  | 0 | 0 | 0 | 0 | 160 | 88 | 1280 | 704 | 0 | 0 | 0 | 0 | FALSE | Custom | 2020-10-09 20:59 | 1 |  |  | Education |  |  |  | National Grid - Upstate NY (Niagara Mohawk) |  | E - Mohawk Valley
1025 | Facility A in zip code 13673 |  |  | Philadelphia | NY | 13673 |  |  | 0 | 0 | 0 | 0 | 40 | 22 | 320 | 176 | 0 | 0 | 0 | 0 | FALSE | Custom | 2020-10-09 21:02 | 1 |  |  | Education |  |  |  | National Grid - Upstate NY (Niagara Mohawk) |  | E - Mohawk Valley
1026 | Facility A in zip code 13676 |  |  | Potsdam | NY | 13676 |  |  | 0 | 0 | 0 | 0 | 187.5 | 103.125 | 1500 | 825 | 0 | 0 | 0 | 0 | FALSE | Custom | 2020-10-09 20:46 | 1 |  |  | Health Care (Outpatient) | Outpatient Rehabilitation |  |  | National Grid - Upstate NY (Niagara Mohawk) |  | E - Mohawk Valley
1027 | Facility A in zip code 13820 |  |  | Oneonta | NY | 13820 |  |  | 0 | 0 | 0 | 0 | 40 | 22 | 320 | 176 | 0 | 0 | 0 | 0 | FALSE | Custom | 2020-10-09 20:49 | 1 | [6 empty] | New York State Electric and Gas |  | E - Mohawk Valley
1028 | Facility A in zip code 14059 |  |  | Elma | NY | 14059 |  |  | 0 | 0 | 0 | 0 | 140 | 77 | 1120 | 616 | 0 | 0 | 0 | 0 | FALSE | Custom | 2020-10-09 20:51 | 1 | [6 empty] | New York State Electric and Gas |  | A - West
1029 | Facility A in zip code 14094 |  |  | Lockport | NY | 14094 |  |  | 0 | 0 | 0 | 0 | 180 | 99 | 1440 | 792 | 0 | 0 | 0 | 0 | FALSE | Custom | 2020-10-09 20:53 | 1 |  |  | Public Assembly | Recreation |  |  | National Grid - Upstate NY (Niagara Mohawk) |  | A - West
1030 | Facility A in zip code 14136 |  |  | Silver Creek | NY | 14136 |  |  | 0 | 0 | 0 | 0 | 180 | 99 | 1440 | 792 | 0 | 0 | 0 | 0 | FALSE | Custom | 2020-10-09 20:55 | 1 |  |  | Education |  |  |  | National Grid - Upstate NY (Niagara Mohawk) |  | A - West
1031 | Facility A in zip code 14202 |  |  | Buffalo | NY | 14202 |  |  | 0 | 0 | 0 | 0 | 3240 | 1782 | 25920 | 14256 | 0 | 0 | 0 | 0 | FALSE | Custom | 2020-10-09 20:57 | 1 |  |  | Public Assembly | Entertainment or Culture |  |  | National Grid - Upstate NY (Niagara Mohawk) |  | A - West
1032 | Facility A in zip code 14206 |  |  | Cheektowaga | NY | 14206 |  |  | 0 | 0 | 0 | 0 | 100 | 55 | 800 | 440 | 0 | 0 | 0 | 0 | FALSE | Custom | 2020-10-09 20:59 | 1 | [6 empty] | New York State Electric and Gas |  | A - West
1033 | Facility A in zip code 14472 |  |  | Honeoye | NY | 14472 |  |  | 0 | 0 | 0 | 0 | 60 | 33 | 480 | 264 | 0 | 0 | 0 | 0 | FALSE | Custom | 2020-10-09 21:02 | 1 |  |  | Education |  |  |  | National Grid - Upstate NY (Niagara Mohawk) |  | B - Genessee
1034 | Facility A in zip code 14482 |  |  | Le Roy | NY | 14482 |  |  | 0 | 0 | 0 | 0 | 100 | 55 | 800 | 440 | 0 | 0 | 0 | 0 | FALSE | KROC | 2020-11-06 22:57 | 1 |  |  | Education |  |  |  | National Grid - Upstate NY (Niagara Mohawk) |  | A - West
1035 | Facility A in zip code 13341 |  |  | Rome | NY | 13341 |  |  | 0 | 0 | 0 | 0 | 200 | 110 | 1600 | 880 | 0 | 0 | 0 | 0 | FALSE | KSYR | 2020-11-06 22:57 | 1 |  |  | Education |  |  |  | National Grid - Upstate NY (Niagara Mohawk) |  | E - Mohawk Valley
1036 | Facility A in zip code 14609 |  |  | Rochester | NY | 14609 |  |  | 0 | 0 | 0 | 0 | 100 | 55 | 800 | 440 | 0 | 0 | 0 | 0 | FALSE | Custom | 2020-10-09 20:51 | 1 |  |  | Education |  |  |  | Rochester Gas and Electric |  | B - Genessee
1037 | Facility A in zip code 14604 |  |  | Rochester | NY | 14604 |  |  | 0 | 0 | 0 | 0 | 20 | 11 | 160 | 88 | 0 | 0 | 0 | 0 | FALSE | Custom | 2020-10-09 20:53 | 1 |  |  | Public Assembly | Recreation |  |  | Rochester Gas and Electric |  | B - Genessee
1038 | Facility A in zip code 14622 |  |  | Irondequiot | NY | 14622 |  |  | 0 | 0 | 0 | 0 | 180 | 99 | 1440 | 792 | 0 | 0 | 0 | 0 | FALSE | Custom | 2020-10-09 20:55 | 1 |  |  | Mercantile (Enclosed and Strip Malls) | Enclosed Mall |  |  | Rochester Gas and Electric |  | B - Genessee
1039 | Facility A in zip code 14760 |  |  | Olean | NY | 14760 |  |  | 0 | 0 | 0 | 0 | 160 | 88 | 1280 | 704 | 0 | 0 | 0 | 0 | FALSE | Custom | 2020-10-09 20:57 | 1 |  |  | Education |  |  |  | National Grid - Upstate NY (Niagara Mohawk) |  | A - West
1040 | Facility A in zip code 14821 |  |  | Campbell | NY | 14821 |  |  | 0 | 0 | 0 | 0 | 360 | 198 | 2880 | 1584 | 0 | 0 | 0 | 0 | FALSE | Custom | 2020-10-09 21:00 | 1 |  |  | Education |  |  |  | New York State Electric and Gas |  | C - Central
1041 | Facility A in zip code 14840 |  |  | Hammondsport | NY | 14840 |  |  | 0 | 0 | 0 | 0 | 60 | 33 | 480 | 264 | 0 | 0 | 0 | 0 | FALSE | Custom | 2020-10-09 21:02 | 1 |  |  | Education |  |  |  | New York State Electric and Gas |  | C - Central
1042 | Facility B in zip code 14840 |  |  | Hammondsport | NY | 14840 |  |  | 0 | 0 | 0 | 0 | 100 | 55 | 800 | 440 | 0 | 0 | 0 | 0 | FALSE | Custom | 2020-10-09 20:47 | 1 |  |  | Education |  |  |  | New York State Electric and Gas |  | C - Central
1043 | Facility C in zip code 14840 |  |  | Hammondsport | NY | 14840 |  |  | 0 | 0 | 0 | 0 | 100 | 55 | 800 | 440 | 0 | 0 | 0 | 0 | FALSE | Custom | 2020-10-09 20:49 | 1 |  |  | Education |  |  |  | New York State Electric and Gas |  | C - Central
1044 | Facility A in zip code 14843 |  |  | Hornell | NY | 14843 |  |  | 0 | 0 | 0 | 0 | 160 | 88 | 1280 | 704 | 0 | 0 | 0 | 0 | FALSE | Custom | 2020-10-09 20:51 | 1 |  |  | Education |  |  |  | New York State Electric and Gas |  | C - Central
1045 | Facility B in zip code 14843 |  |  | Hornell | NY | 14843 |  |  | 0 | 0 | 0 | 0 | 40 | 22 | 320 | 176 | 0 | 0 | 0 | 0 | FALSE | Custom | 2020-10-09 20:54 | 1 |  |  | Education |  |  |  | New York State Electric and Gas |  | C - Central
1046 | Facility C in zip code 14843 |  |  | Hornell | NY | 14843 |  |  | 0 | 0 | 0 | 0 | 40 | 22 | 320 | 176 | 0 | 0 | 0 | 0 | FALSE | Custom | 2020-10-09 20:55 | 1 |  |  | Education |  |  |  | New York State Electric and Gas |  | C - Central
1047 | Facility A in zip code 14901 |  |  | Elmira | NY | 14901 |  |  | 0 | 0 | 0 | 0 | 40 | 22 | 320 | 176 | 0 | 0 | 0 | 0 | FALSE | Custom | 2020-10-09 20:58 | 1 |  |  | Education |  |  |  | New York State Electric and Gas |  | C - Central
1048 | Facility A in zip code 12189 |  |  | Watervliet | NY | 12189 |  |  | 0 | 0 | 0 | 0 | 80 | 44 | 640 | 352 | 0 | 0 | 0 | 0 | FALSE | Custom | 2020-10-09 21:00 | 1 |  |  | Education |  |  |  | National Grid - Upstate NY (Niagara Mohawk) |  | F - Capital
1049 | Home A in zip code 12494 |  |  | West Shokan | NY | 12494 |  |  | 0 | 0 | 10 | 0 | 0 | 0 | 0 | 0 | 0 | 0 | 0 | 0 | FALSE | KSWF | 2020-11-06 22:05 | 1 |  |  | Residential | Single-family detached |  |  | Central Hudson Gas and Electric |  | G - Hudson Valley
1050 | HomeB in zip code 11040 |  |  | New Hyde Park | NY | 11040 |  |  | 0 | 0 | 9 | 0 | 0 | 0 | 0 | 0 | 0 | 0 | 0 | 0 | FALSE | KJFK | 2020-11-06 22:05 | 1 |  |  | Residential | Single-family detached |  |  | Long Island Power Authority (PSEG-LI) |  | K - Long Island
1051 | Home C in zip code 11576 |  |  | Roslyn | NY | 11576 |  |  | 0 | 0 | 14.25 | 0 | 0 | 0 | 0 | 0 | 0 | 0 | 0 | 0 | FALSE | KLGA | 2020-11-06 22:06 | 1 |  |  | Residential | Single-family detached |  |  | Long Island Power Authority (PSEG-LI) |  | K - Long Island
1053 | Home A in zip code 10954 |  |  | Bardonia | NY | 10954 |  |  | 0 | 0 | 10 | 0 | 0 | 0 | 0 | 0 | 0 | 0 | 0 | 0 | FALSE | KLGA | 2020-11-06 22:06 | 1 |  |  | Residential | Single-family detached |  |  | Orange and Rockland Utilities |  | G - Hudson Valley
1054 | Home A in zip code 10992 |  |  | Washingtonville | NY | 10992 |  |  | 0 | 0 | 5 | 0 | 0 | 0 | 0 | 0 | 0 | 0 | 0 | 0 | FALSE | KLGA | 2020-11-06 22:06 | 1 |  |  | Residential | Single-family detached |  |  | Orange and Rockland Utilities |  | G - Hudson Valley
1055 | Home A in zip code 11940 |  |  | East Moriches | NY | 11940 |  |  | 0 | 0 | 7.6 | 0 | 0 | 0 | 0 | 0 | 0 | 0 | 0 | 0 | FALSE | KJFK | 2020-11-06 22:07 | 1 |  |  | Residential | Single-family detached |  |  | Long Island Power Authority (PSEG-LI) |  | K - Long Island
1056 | Home A in zip code 11762 |  |  | Massapequa Park | NY | 11762 |  |  | 0 | 0 | 6.94 | 0 | 0 | 0 | 0 | 0 | 0 | 0 | 0 | 0 | FALSE | KJFK | 2020-11-06 22:07 | 1 |  |  | Residential | Single-family detached |  |  | Long Island Power Authority (PSEG-LI) |  | K - Long Island
1057 | Home A in zip code 11572 |  |  | Oceanside | NY | 11572 |  |  | 0 | 0 | 5.2 | 0 | 0 | 0 | 0 | 0 | 0 | 0 | 0 | 0 | FALSE | KJFK | 2020-11-06 22:08 | 1 |  |  | Residential | Single-family detached |  |  | Long Island Power Authority (PSEG-LI) |  | K - Long Island
1058 | Home A in zip code 11706 |  |  | Bay Shore | NY | 11706 |  |  | 0 | 0 | 11.4 | 0 | 0 | 0 | 0 | 0 | 0 | 0 | 0 | 0 | FALSE | KJFK | 2020-11-06 22:08 | 1 |  |  | Residential | Single-family detached |  |  | Long Island Power Authority (PSEG-LI) |  | K - Long Island
1059 | Home A in zip code 11777 |  |  | Port Jefferson | NY | 11777 |  |  | 0 | 0 | 16 | 0 | 0 | 0 | 0 | 0 | 0 | 0 | 0 | 0 | FALSE | KJFK | 2020-11-06 22:08 | 1 |  |  | Residential | Single-family detached |  |  | Long Island Power Authority (PSEG-LI) |  | K - Long Island
1060 | Home A in zip code 10530 |  |  | Hartsdale | NY | 10530 |  |  | 0 | 0 | 5 | 0 | 0 | 0 | 0 | 0 | 0 | 0 | 0 | 0 | FALSE | KLGA | 2020-11-06 22:09 | 1 |  |  | Residential | Single-family detached |  |  | Consolidated Edison |  | I - Dunwoodie
1061 | Home A in zip code 10590 |  |  | South Salem | NY | 10590 |  |  | 0 | 0 | 5 | 0 | 0 | 0 | 0 | 0 | 0 | 0 | 0 | 0 | FALSE | KLGA | 2020-11-06 22:09 | 1 |  |  | Residential | Single-family detached |  |  | New York State Electric and Gas |  | G - Hudson Valley
1062 | Rockefeller Center | 45 Rockefeller Plaza |  | New York | NY | 10020 |  |  | 0 | 0 | 0 | 0 | 1448.75 | 796.8125 | 11590 | 6374.5 | 0 | 0 | 0 | 0 | FALSE | Custom | 2020-10-09 20:47 | 1 |  |  | Office | Mixed-Use Office |  |  | Consolidated Edison |  | J - New York City
1063 | Home B in zip code 10918 |  |  | Chester | NY | 10918 |  |  | 0 | 0 | 10 | 0 | 0 | 0 | 0 | 0 | 0 | 0 | 0 | 0 | FALSE | KLGA | 2020-11-06 22:09 | 1 |  |  | Residential | Single-family detached |  |  | Orange and Rockland Utilities |  | G - Hudson Valley
1064 | Home A in zip code 12549 |  |  | Montgomery | NY | 12549 |  |  | 0 | 0 | 10 | 0 | 0 | 0 | 0 | 0 | 0 | 0 | 0 | 0 | FALSE | KLGA | 2020-11-06 22:10 | 1 |  |  | Residential | Single-family detached |  |  | Orange and Rockland Utilities |  | G - Hudson Valley
1065 | Home A in zip code 10923 |  |  | Garnerville | NY | 10923 |  |  | 0 | 0 | 10 | 0 | 0 | 0 | 0 | 0 | 0 | 0 | 0 | 0 | FALSE | KLGA | 2020-11-06 22:10 | 1 |  |  | Residential | Single-family detached |  |  | Orange and Rockland Utilities |  | G - Hudson Valley
1066 | Village of Albion | 14740 Densmore Street |  | Albion | NY | 14411 |  |  | 1310.4 | 0 | 0 | 0 | 0 | 0 | 0 | 0 | 0 | 0 | 0 | 0 | FALSE | KROC | 2019-08-12 20:41 | 1 |  |  | Utilities Water and Waste Management | Wastewater Treatment Plant |  |  | National Grid - Upstate NY (Niagara Mohawk) |  | A - West
1067 | Luna Park Apartments - Building 4 | 2900 W 8th St |  | Brooklyn | NY | 11224 |  |  | 100 | 613 | 0 | 0 | 0 | 0 | 0 | 0 | 0 | 0 | 0 | 0 | FALSE | KJFK | 2019-08-12 18:48 | 1 |  |  | Residential | Multifamily |  |  | Consolidated Edison | National Grid - NYC (Brooklyn Union) | J - New York City
1068 | Chester NY 1, LLC | 215 Black Meadow Road |  | Chester | NY | 10918 |  |  | 2709.63 | 0 | 0 | 0 | 0 | 0 | 0 | 0 | 0 | 0 | 0 | 0 | FALSE | KSWF | 2019-08-20 19:30 | 1 |  |  | Offsite Resource | Solar Farm |  |  | Orange and Rockland Utilities |  | G - Hudson Valley
1069 | Crans Mill Road Solar Project | 56 Crans Mill Rd |  | Pine Bush, | NY | 12566 |  |  | 2794.5 | 0 | 0 | 0 | 0 | 0 | 0 | 0 | 0 | 0 | 0 | 0 | FALSE | KSWF | 2019-08-22 12:15 | 1 |  |  | Offsite Resource | Solar Farm |  |  | Orange and Rockland Utilities |  | G - Hudson Valley
1070 | Franklin County Solid Waste | 326 Brand Road |  | Malone | NY | 12953 |  |  | 3491 | 0 | 0 | 0 | 0 | 0 | 0 | 0 | 0 | 0 | 0 | 0 | FALSE | KPBG | 2019-08-21 20:13 | 1 |  |  | Utilities Water and Waste Management | Landfill |  |  | National Grid - Upstate NY (Niagara Mohawk) |  | E - Mohawk Valley
1071 | Hudson Solar OCCF | 23-26 White Oak Drive |  | Chester | NY | 10918 |  |  | 383.4 | 0 | 0 | 0 | 0 | 0 | 0 | 0 | 0 | 0 | 0 | 0 | FALSE | KPOU | 2019-08-21 20:15 | 1 |  |  | Offsite Resource | Solar Farm |  |  | Orange and Rockland Utilities |  | G - Hudson Valley
1072 | New York Towers | 305 E 24th St |  | New York | NY | 10010 |  |  | 795 | 4257 | 0 | 0 | 0 | 0 | 0 | 0 | 0 | 0 | 0 | 0 | TRUE | KJFK | 2019-08-26 21:07 | 1 |  |  | Residential | Multifamily |  |  | Consolidated Edison | Consolidated Edison | J - New York City
1073 | Underhill | 130 Underhill Rd |  | Poughkeepsie | NY | 12603 |  |  | 3011.04 | 0 | 0 | 0 | 0 | 0 | 0 | 0 | 0 | 0 | 0 | 0 | FALSE | KPOU | 2019-08-22 15:30 | 1 |  |  | Offsite Resource | Solar Farm |  |  | Central Hudson Gas and Electric |  | G - Hudson Valley
1074 | Grabinski Solar | 40 Lake Osiris Rd |  | Walden | NY | 12586 |  |  | 3002.19 | 0 | 0 | 0 | 0 | 0 | 0 | 0 | 0 | 0 | 0 | 0 | FALSE | KPOU | 2019-08-22 15:57 | 1 |  |  | Offsite Resource | Solar Farm |  |  | Central Hudson Gas and Electric |  | G - Hudson Valley
1075 | Rivercross Tenants Corp | 531 Main Street |  | New York | NY | 10044 |  |  | 400 | 2452 | 0 | 0 | 0 | 0 | 0 | 0 | 0 | 0 | 0 | 0 | TRUE | KLGA | 2019-11-05 21:39 | 1 |  |  | Residential | Multifamily |  |  | Consolidated Edison | Consolidated Edison | J - New York City
1076 | Bluestone | 82 Hallihans Hill Rd |  | Kingston | NY | 12401 |  |  | 3012.75 | 0 | 0 | 0 | 0 | 0 | 0 | 0 | 0 | 0 | 0 | 0 | FALSE | KPOU | 2019-08-22 17:19 | 1 |  |  | Offsite Resource | Solar Farm |  |  | Central Hudson Gas and Electric |  | G - Hudson Valley
1077 | Hoosac School | 39 Pine Valley Road |  | Hoosick Falls | NY | 12090 |  |  | 474.24 | 0 | 0 | 0 | 0 | 0 | 0 | 0 | 0 | 0 | 0 | 0 | FALSE | KALB | 2019-08-30 15:04 | 1 |  |  | Education | High School |  |  | National Grid - Upstate NY (Niagara Mohawk) |  | F - Capital
1078 | Manhattan Beer Distributors - Suffern 2 | 20 Dunnigan Drive |  | Suffern | NY | 10901 |  |  | 895.05 | 0 | 0 | 0 | 0 | 0 | 0 | 0 | 0 | 0 | 0 | 0 | FALSE | KPOU | 2019-08-30 14:45 | 1 |  |  | Warehouse and Storage | Distribution or Shipping Center |  |  | Orange and Rockland Utilities |  | G - Hudson Valley
1079 | Delaware River Solar 297 Boas Rd | 297 Boas Road |  | Mooers Forks | NY | 12959 |  |  | 8420.16 | 0 | 0 | 0 | 0 | 0 | 0 | 0 | 0 | 0 | 0 | 0 | FALSE | KPBG | 2020-02-17 19:59 | 1 |  |  | Offsite Resource | Solar Farm |  |  | New York State Electric and Gas |  | D - North
1080 | Delaware River Solar - Podunk Road | 236 Podunk Road |  | Trumansburg | NY | 14886 |  |  | 2744.82 | 0 | 0 | 0 | 0 | 0 | 0 | 0 | 0 | 0 | 0 | 0 | FALSE | KITH | 2020-12-11 14:10 | 1 |  |  | Offsite Resource | Solar Farm |  |  | New York State Electric and Gas |  | C - Central
1081 | Luna Park Apartments - Building 5 | 2954 W 8th St. |  | Brooklyn | NY | 11224 |  |  | 100 | 613 | 0 | 0 | 0 | 0 | 0 | 0 | 0 | 0 | 0 | 0 | TRUE | KJFK | 2019-09-19 19:37 | 1 |  |  | Residential | Multifamily |  |  | Consolidated Edison | National Grid - NYC (Brooklyn Union) | J - New York City
1082 | Home C in zip code 10549 |  |  | Mount Kisco | NY | 10549 |  |  | 0 | 0 | 3.8 | 0 | 0 | 0 | 0 | 0 | 0 | 0 | 0 | 0 | FALSE | KLGA | 2020-11-06 22:11 | 1 |  |  | Residential | Single-family detached |  |  | Consolidated Edison |  | H - Millwood
1083 | Home B in zip code 10549 |  |  | Mount Kisco | NY | 10549 |  |  | 0 | 0 | 5 | 0 | 0 | 0 | 0 | 0 | 0 | 0 | 0 | 0 | FALSE | KLGA | 2020-11-06 22:11 | 1 |  |  | Residential | Single-family detached |  |  | Consolidated Edison |  | H - Millwood
1084 | Home B in zip code 10920 |  |  | Congers | NY | 10920 |  |  | 0 | 0 | 10 | 0 | 0 | 0 | 0 | 0 | 0 | 0 | 0 | 0 | FALSE | KLGA | 2020-11-06 22:11 | 1 |  |  | Residential | Single-family detached |  |  | Orange and Rockland Utilities |  | G - Hudson Valley
1085 | Home G in zip code 10956 |  |  | New City | NY | 10956 |  |  | 0 | 0 | 10 | 0 | 0 | 0 | 0 | 0 | 0 | 0 | 0 | 0 | FALSE | KLGA | 2020-11-06 22:11 | 1 |  |  | Residential | Single-family detached |  |  | Orange and Rockland Utilities |  | G - Hudson Valley
1086 | Home C in zip code 10990 |  |  | Warwick | NY | 10990 |  |  | 0 | 0 | 10 | 0 | 0 | 0 | 0 | 0 | 0 | 0 | 0 | 0 | FALSE | KLGA | 2020-11-06 22:11 | 1 |  |  | Residential | Single-family detached |  |  | Orange and Rockland Utilities |  | G - Hudson Valley
1087 | Home A in zip code 11554 |  |  | East Meadow | NY | 11554 |  |  | 0 | 0 | 7.6 | 0 | 0 | 0 | 0 | 0 | 0 | 0 | 0 | 0 | FALSE | KJFK | 2020-11-06 22:11 | 1 |  |  | Residential | Single-family detached |  |  | Long Island Power Authority (PSEG-LI) |  | K - Long Island
1088 | Home A in zip code 11702 |  |  | Babylon | NY | 11702 |  |  | 0 | 0 | 11.93 | 0 | 0 | 0 | 0 | 0 | 0 | 0 | 0 | 0 | FALSE | KJFK | 2020-11-06 22:11 | 1 |  |  | Residential | Single-family detached |  |  | Long Island Power Authority (PSEG-LI) |  | K - Long Island
1089 | Home A in zip code 11757 |  |  | Lindenhurst | NY | 11757 |  |  | 0 | 0 | 5.2 | 0 | 0 | 0 | 0 | 0 | 0 | 0 | 0 | 0 | FALSE | KJFK | 2020-11-06 22:11 | 1 |  |  | Residential | Single-family detached |  |  | Long Island Power Authority (PSEG-LI) |  | K - Long Island
1090 | Home B in zip code 11757 |  |  | Lindenhurst | NY | 11757 |  |  | 0 | 0 | 6 | 0 | 0 | 0 | 0 | 0 | 0 | 0 | 0 | 0 | FALSE | KJFK | 2020-11-06 22:11 | 1 |  |  | Residential | Single-family detached |  |  | Long Island Power Authority (PSEG-LI) |  | K - Long Island
1091 | Home A in zip code 11803 |  |  | Plainview | NY | 11803 |  |  | 0 | 0 | 6.6 | 0 | 0 | 0 | 0 | 0 | 0 | 0 | 0 | 0 | FALSE | KJFK | 2020-11-06 22:12 | 1 |  |  | Residential | Single-family detached |  |  | Long Island Power Authority (PSEG-LI) |  | K - Long Island
1092 | Home B in zip code 11937 |  |  | East Hampton | NY | 11937 |  |  | 0 | 0 | 3.8 | 0 | 0 | 0 | 0 | 0 | 0 | 0 | 0 | 0 | FALSE | KJFK | 2020-11-06 22:12 | 1 |  |  | Residential | Single-family detached |  |  | Long Island Power Authority (PSEG-LI) |  | K - Long Island
1093 | Home B in zip code 11952 |  |  | Cutchogue | NY | 11952 |  |  | 0 | 0 | 8 | 0 | 0 | 0 | 0 | 0 | 0 | 0 | 0 | 0 | FALSE | KJFK | 2020-11-06 22:12 | 1 |  |  | Residential | Single-family detached |  |  | Long Island Power Authority (PSEG-LI) |  | K - Long Island
1094 | Home A in zip code 11963 |  |  | Sag Harbor | NY | 11963 |  |  | 0 | 0 | 10 | 0 | 0 | 0 | 0 | 0 | 0 | 0 | 0 | 0 | FALSE | KJFK | 2020-11-06 22:12 | 1 |  |  | Residential | Single-family detached |  |  | Long Island Power Authority (PSEG-LI) |  | K - Long Island
1095 | Home B in zip code 12494 |  |  | West Shokan | NY | 12494 |  |  | 0 | 0 | 5 | 13.5 | 0 | 0 | 0 | 0 | 0 | 0 | 0 | 0 | FALSE | KLGA | 2019-11-07 15:43 | 1 |  |  | Residential | Single-family detached |  |  | Central Hudson Gas and Electric |  | G - Hudson Valley
1096 | Home B in zip code 12737 |  |  | Lumberland | NY | 12737 |  |  | 0 | 0 | 5 | 0 | 0 | 0 | 0 | 0 | 0 | 0 | 0 | 0 | FALSE | KEWR | 2020-11-06 22:12 | 1 |  |  | Residential | Single-family detached |  |  | Orange and Rockland Utilities |  | E - Mohawk Valley
1097 | Greenville NY 1, LLC | 425 Mountain Road |  | Port Jervis | NY | 12771 |  |  | 2299 | 0 | 0 | 0 | 0 | 0 | 0 | 0 | 0 | 0 | 0 | 0 | FALSE | KSWF | 2019-09-27 14:30 | 1 |  |  | Offsite Resource | Solar Farm |  |  | Orange and Rockland Utilities |  | G - Hudson Valley
1098 | Abundant Solar Power Bennett | 1940 Bennett Road |  | Victory | NY | 14564 |  |  | 1982.68 | 0 | 0 | 0 | 0 | 0 | 0 | 0 | 0 | 0 | 0 | 0 | FALSE | KROC | 2019-10-01 19:07 | 1 |  |  | Offsite Resource | Solar Farm |  |  | Rochester Gas and Electric |  | B - Genessee
1099 | Abundant Solar Power Macedon | 644 Route 31 |  | Macedon | NY | 14502 |  |  | 2841.16 | 0 | 0 | 0 | 0 | 0 | 0 | 0 | 0 | 0 | 0 | 0 | FALSE | KROC | 2019-10-01 19:09 | 1 |  |  | Offsite Resource | Solar Farm |  |  | Rochester Gas and Electric |  | C - Central
1100 | Abundant Solar Power Whittier | 680 Whittier Road |  | Spencerport | NY | 14559 |  |  | 2575.44 | 0 | 0 | 0 | 0 | 0 | 0 | 0 | 0 | 0 | 0 | 0 | FALSE | KROC | 2019-10-01 19:44 | 1 |  |  | Offsite Resource | Solar Farm |  |  | Rochester Gas and Electric |  | B - Genessee
1101 | Abundant Solar Power Williamson | 4794 State Route 104 |  | Williamson | NY | 14589 |  |  | 2759.4 | 0 | 0 | 0 | 0 | 0 | 0 | 0 | 0 | 0 | 0 | 0 | FALSE | KROC | 2019-10-01 19:10 | 1 |  |  | Offsite Resource | Solar Farm |  |  | Rochester Gas and Electric |  | B - Genessee
1102 | Seneca Lake Solar LLC | 355 Carter Rd |  | Geneva | NY | 14456 |  |  | 3062.4 | 0 | 0 | 0 | 0 | 0 | 0 | 0 | 0 | 0 | 0 | 0 | FALSE | KROC | 2019-10-08 19:05 | 1 |  |  | Offsite Resource | Solar Farm |  |  | New York State Electric and Gas |  | C - Central
1103 | Mohonasen CSD | 390 Warrior Way |  | Schenectady | NY | 12303 |  |  | 1533.87 | 0 | 0 | 0 | 0 | 0 | 0 | 0 | 0 | 0 | 0 | 0 | FALSE | KALB | 2019-10-14 16:27 | 1 |  |  | Education | High School |  |  | National Grid - Upstate NY (Niagara Mohawk) |  | F - Capital
1104 | Village View 1 | 410 E 6th St |  | New York | NY | 10009 |  |  | 125 | 780 | 0 | 0 | 0 | 0 | 0 | 0 | 0 | 0 | 0 | 0 | TRUE | KLGA | 2019-10-16 20:13 | 1 |  |  | Residential | Multifamily |  |  | Consolidated Edison | Consolidated Edison | J - New York City
1105 | Village View 2 | 430 E 6th St |  | New York | NY | 10009 |  |  | 125 | 780 | 0 | 0 | 0 | 0 | 0 | 0 | 0 | 0 | 0 | 0 | TRUE | KLGA | 2019-10-18 18:43 | 1 |  |  | Residential | Multifamily |  |  | Consolidated Edison | Consolidated Edison | J - New York City
1106 | Village View 3 | 175 E 4th St |  | New York | NY | 10009 |  |  | 125 | 780 | 0 | 0 | 0 | 0 | 0 | 0 | 0 | 0 | 0 | 0 | TRUE | KLGA | 2019-10-18 19:13 | 1 |  |  | Residential | Multifamily |  |  | Consolidated Edison | Consolidated Edison | J - New York City
1107 | Village View 5 | 80 1st Avenue |  | New York | NY | 10009 |  |  | 125 | 780 | 0 | 0 | 0 | 0 | 0 | 0 | 0 | 0 | 0 | 0 | TRUE | KLGA | 2019-10-18 19:35 | 1 |  |  | Residential | Multifamily |  |  | Consolidated Edison | Consolidated Edison | J - New York City
1108 | Solar Farms New York - 256 Van Etten | 256 Van Etten Road |  | Spencer | NY | 14883 |  |  | 2994.875 | 0 | 0 | 0 | 0 | 0 | 0 | 0 | 0 | 0 | 0 | 0 | FALSE | KITH | 2019-10-23 18:00 | 1 |  |  | Offsite Resource | Solar Farm |  |  | New York State Electric and Gas |  | C - Central
1109 | Solar Farms New York - 292 Van Etten | 292 Van Etten Road |  | Spencer | NY | 14883 |  |  | 5990.225 | 0 | 0 | 0 | 0 | 0 | 0 | 0 | 0 | 0 | 0 | 0 | FALSE | KITH | 2020-12-23 20:44 | 1 |  |  | Offsite Resource | Solar Farm |  |  | New York State Electric and Gas |  | C - Central
1110 | Solar Farms New York - 350 Van Etten | 350 Van Etten Road |  | Spencer | NY | 14883 |  |  | 14951.965 | 0 | 0 | 0 | 0 | 0 | 0 | 0 | 0 | 0 | 0 | 0 | FALSE | KITH | 2019-10-23 18:02 | 1 |  |  | Offsite Resource | Solar Farm |  |  | New York State Electric and Gas |  | C - Central
1111 | Nexamp Solar, LLC | 2076 New York 9D |  | Wappingers Falls | NY | 12590 |  |  | 5209.92 | 0 | 0 | 0 | 0 | 0 | 0 | 0 | 0 | 0 | 0 | 0 | FALSE | KPOU | 2019-10-24 18:26 | 1 |  |  | Offsite Resource | Solar Farm |  |  | Central Hudson Gas and Electric |  | G - Hudson Valley
1112 | Cricket Hill Solar, LLC | 2250-2380 Route 22 |  | Dover Plains | NY | 12522 |  |  | 3065.04 | 0 | 0 | 0 | 0 | 0 | 0 | 0 | 0 | 0 | 0 | 0 | FALSE | KROC | 2020-02-17 19:04 | 1 |  |  | Offsite Resource | Solar Farm |  |  | New York State Electric and Gas |  | G - Hudson Valley
1113 | Three Boroughs LLC | 1170 Commerce Avenue |  | Bronx | NY | 10462 |  |  | 1101.6 | 0 | 0 | 0 | 0 | 0 | 0 | 0 | 0 | 0 | 0 | 0 | FALSE | KLGA | 2020-02-17 19:04 | 1 |  |  | Warehouse and Storage |  |  |  | Consolidated Edison |  | J - New York City
1114 | Ellsworth Solar, LLC | 102 Pruyn Hill Road |  | Mechanicville | NY | 12118 |  |  | 3062.4 | 0 | 0 | 0 | 0 | 0 | 0 | 0 | 0 | 0 | 0 | 0 | FALSE | KALB | 2020-02-17 19:04 | 1 |  |  | Offsite Resource | Solar Farm |  |  | New York State Electric and Gas |  | F - Capital
1115 | Ellsworth II | 75 Pruyn Hill Road |  | Mechanicville | NY | 12118 |  |  | 3062.4 | 0 | 0 | 0 | 0 | 0 | 0 | 0 | 0 | 0 | 0 | 0 | FALSE | KALB | 2020-02-17 19:04 | 1 |  |  | Offsite Resource | Solar Farm |  |  | New York State Electric and Gas |  | F - Capital
1116 | Solar Farms New York - Baldwins Community Solar | 339 Breesport N Chemung Rd |  | Lowman | NY | 14861 |  |  | 2757.24 | 0 | 0 | 0 | 0 | 0 | 0 | 0 | 0 | 0 | 0 | 0 | FALSE | KELM | 2020-02-17 19:04 | 1 |  |  | Offsite Resource | Solar Farm |  |  | New York State Electric and Gas |  | C - Central
1117 | Home A in zip code 10520 |  |  | Croton-on-Hudson | NY | 10520 |  |  | 0 | 0 | 10 | 0 | 0 | 0 | 0 | 0 | 0 | 0 | 0 | 0 | FALSE | KLGA | 2020-11-06 22:13 | 1 |  |  | Residential | Single-family detached |  |  | Consolidated Edison |  | G - Hudson Valley
1118 | Home C in zip code 10510 |  |  | Briarcliff Manor | NY | 10510 |  |  | 0 | 0 | 10 | 0 | 0 | 0 | 0 | 0 | 0 | 0 | 0 | 0 | FALSE | KLGA | 2020-11-06 22:13 | 1 |  |  | Residential | Single-family detached |  |  | Consolidated Edison |  | I - Dunwoodie
1119 | Home C in zip code 10562 |  |  | Ossining | NY | 10562 |  |  | 0 | 0 | 10 | 0 | 0 | 0 | 0 | 0 | 0 | 0 | 0 | 0 | FALSE | KLGA | 2020-11-06 22:13 | 1 |  |  | Residential | Single-family detached |  |  | Consolidated Edison |  | I - Dunwoodie
1120 | Home C in zip code 10510 |  |  | Briarcliff Manor | NY | 10510 |  |  | 0 | 0 | 10 | 0 | 0 | 0 | 0 | 0 | 0 | 0 | 0 | 0 | FALSE | KLGA | 2020-11-06 22:13 | 1 |  |  | Residential | Single-family detached |  |  | Consolidated Edison |  | I - Dunwoodie
1121 | Home B in zip code 10552 |  |  | Mount Vernon | NY | 10552 |  |  | 0 | 0 | 10 | 0 | 0 | 0 | 0 | 0 | 0 | 0 | 0 | 0 | FALSE | KLGA | 2020-11-06 22:13 | 1 |  |  | Residential | Single-family detached |  |  | Consolidated Edison |  | I - Dunwoodie
1122 | Home A in zip code 10504 |  |  | Armonk | NY | 10504 |  |  | 0 | 0 | 10 | 0 | 0 | 0 | 0 | 0 | 0 | 0 | 0 | 0 | FALSE | KLGA | 2020-11-06 22:13 | 1 |  |  | Residential | Single-family detached |  |  | Consolidated Edison |  | J - New York City
1123 | Home B in zip code 10583 |  |  | Scarsdale | NY | 10583 |  |  | 0 | 0 | 10 | 0 | 0 | 0 | 0 | 0 | 0 | 0 | 0 | 0 | FALSE | KLGA | 2020-11-06 22:13 | 1 |  |  | Residential | Single-family detached |  |  | Consolidated Edison |  | I - Dunwoodie
1124 | Home B in zip code 10566 |  |  | Peekskill | NY | 10566 |  |  | 0 | 0 | 5 | 0 | 0 | 0 | 0 | 0 | 0 | 0 | 0 | 0 | FALSE | KLGA | 2020-11-06 22:13 | 1 |  |  | Residential | Single-family detached |  |  | Consolidated Edison |  | H - Millwood
1125 | Home D in zip code 10562 |  |  | Ossining | NY | 10562 |  |  | 0 | 0 | 5 | 0 | 0 | 0 | 0 | 0 | 0 | 0 | 0 | 0 | FALSE | KLGA | 2020-11-06 22:13 | 1 |  |  | Residential | Single-family detached |  |  | Consolidated Edison |  | I - Dunwoodie
1126 | Home B in zip code 10705 |  |  | Yonkers | NY | 10705 |  |  | 0 | 0 | 5 | 0 | 0 | 0 | 0 | 0 | 0 | 0 | 0 | 0 | FALSE | KLGA | 2020-11-06 22:13 | 1 |  |  | Residential | Single-family detached |  |  | Consolidated Edison |  | I - Dunwoodie
1127 | Home B in zip code 10804 |  |  | New Rochelle | NY | 10804 |  |  | 0 | 0 | 5 | 0 | 0 | 0 | 0 | 0 | 0 | 0 | 0 | 0 | FALSE | KLGA | 2020-11-06 22:13 | 1 |  |  | Residential | Single-family detached |  |  | Consolidated Edison |  | I - Dunwoodie
1128 | Home C in zip code 10918 |  |  | Chester | NY | 10918 |  |  | 0 | 0 | 5 | 0 | 0 | 0 | 0 | 0 | 0 | 0 | 0 | 0 | FALSE | KLGA | 2020-11-06 22:13 | 1 |  |  | Residential | Single-family detached |  |  | Orange and Rockland Utilities |  | G - Hudson Valley
1129 | Home A in zip code 10925 |  |  | Greenwood Lake | NY | 10925 |  |  | 0 | 0 | 4 | 0 | 0 | 0 | 0 | 0 | 0 | 0 | 0 | 0 | FALSE | KLGA | 2020-11-06 22:13 | 1 |  |  | Residential | Single-family detached |  |  | Orange and Rockland Utilities |  | G - Hudson Valley
1130 | Home B in zip code 12603 |  |  | Poughkeepsie | NY | 12603 |  |  | 0 | 0 | 10 | 0 | 0 | 0 | 0 | 0 | 0 | 0 | 0 | 0 | FALSE | KLGA | 2020-11-06 22:14 | 1 |  |  | Residential | Single-family detached |  |  | Central Hudson Gas and Electric |  | G - Hudson Valley
1131 | Home E in zip code 12550 |  |  | Newburgh | NY | 12550 |  |  | 0 | 0 | 5 | 0 | 0 | 0 | 0 | 0 | 0 | 0 | 0 | 0 | FALSE | KLGA | 2020-11-06 22:14 | 1 |  |  | Residential | Single-family detached |  |  | Central Hudson Gas and Electric |  | G - Hudson Valley
1132 | Home A in zip code 10981 |  |  | Sugar Loaf | NY | 10981 |  |  | 0 | 0 | 10 | 0 | 0 | 0 | 0 | 0 | 0 | 0 | 0 | 0 | FALSE | KLGA | 2020-11-06 22:14 | 1 |  |  | Residential | Single-family detached |  |  | Orange and Rockland Utilities |  | G - Hudson Valley
1133 | Home C in zip code 12550 |  |  | Newburgh | NY | 12550 |  |  | 0 | 0 | 15 | 0 | 0 | 0 | 0 | 0 | 0 | 0 | 0 | 0 | FALSE | KLGA | 2020-11-06 22:14 | 1 |  |  | Residential | Single-family detached |  |  | Central Hudson Gas and Electric |  | G - Hudson Valley
1134 | Home D in zip code 12538 |  |  | Hyde Park | NY | 12538 |  |  | 0 | 0 | 10 | 0 | 0 | 0 | 0 | 0 | 0 | 0 | 0 | 0 | FALSE | KPOU | 2020-11-06 22:14 | 1 |  |  | Residential | Single-family detached |  |  | Central Hudson Gas and Electric |  | G - Hudson Valley
1135 | Home A in zip code 12458 |  |  | Napanoch | NY | 12458 |  |  | 0 | 0 | 10 | 0 | 0 | 0 | 0 | 0 | 0 | 0 | 0 | 0 | FALSE | KLGA | 2020-11-06 22:14 | 1 |  |  | Residential | Single-family detached |  |  | Central Hudson Gas and Electric |  | G - Hudson Valley
1136 | Home B in zip code 12409 |  |  | Bearsville | NY | 12409 |  |  | 0 | 0 | 10 | 0 | 0 | 0 | 0 | 0 | 0 | 0 | 0 | 0 | FALSE | KLGA | 2020-11-06 22:14 | 1 |  |  | Residential | Single-family detached |  |  | Central Hudson Gas and Electric |  | G - Hudson Valley
1137 | Home B in zip code 12446 |  |  | Kerhonkson | NY | 12446 |  |  | 0 | 0 | 15 | 0 | 0 | 0 | 0 | 0 | 0 | 0 | 0 | 0 | FALSE | KLGA | 2020-11-06 22:15 | 1 |  |  | Residential | Single-family detached |  |  | Central Hudson Gas and Electric |  | G - Hudson Valley
1138 | Home A in zip code 12514 |  |  | Clinton Corners | NY | 12514 |  |  | 0 | 0 | 10 | 0 | 0 | 0 | 0 | 0 | 0 | 0 | 0 | 0 | FALSE | KPOU | 2020-11-06 22:15 | 1 |  |  | Residential | Single-family detached |  |  | Central Hudson Gas and Electric |  | G - Hudson Valley
1139 | Home C in zip code 12508 |  |  | Beacon | NY | 12508 |  |  | 0 | 0 | 5 | 0 | 0 | 0 | 0 | 0 | 0 | 0 | 0 | 0 | FALSE | KPOU | 2020-11-06 22:15 | 1 |  |  | Residential | Single-family detached |  |  | Central Hudson Gas and Electric |  | G - Hudson Valley
1140 | Home C in zip code 12446 |  |  | Kerhonkson | NY | 12446 |  |  | 0 | 0 | 10 | 0 | 0 | 0 | 0 | 0 | 0 | 0 | 0 | 0 | FALSE | KLGA | 2020-11-06 22:15 | 1 |  |  | Residential | Single-family detached |  |  | Central Hudson Gas and Electric |  | G - Hudson Valley
1141 | Home B in zip code 10954 |  |  | Nanuet | NY | 10954 |  |  | 0 | 0 | 20 | 0 | 0 | 0 | 0 | 0 | 0 | 0 | 0 | 0 | FALSE | KLGA | 2020-11-06 22:15 | 1 |  |  | Residential | Single-family detached |  |  | Orange and Rockland Utilities |  | G - Hudson Valley
1142 | Home B in zip code 10524 |  |  | Garrison | NY | 10524 |  |  | 0 | 0 | 10 | 0 | 0 | 0 | 0 | 0 | 0 | 0 | 0 | 0 | FALSE | KLGA | 2020-11-06 22:15 | 1 |  |  | Residential | Single-family detached |  |  | Central Hudson Gas and Electric |  | G - Hudson Valley
1143 | Home C in zip code 12477 |  |  | Saugerties | NY | 12477 |  |  | 0 | 0 | 5 | 0 | 0 | 0 | 0 | 0 | 0 | 0 | 0 | 0 | FALSE | KLGA | 2020-11-06 22:15 | 1 |  |  | Residential | Single-family detached |  |  | Central Hudson Gas and Electric |  | G - Hudson Valley
1144 | Home B in zip code 12578 |  |  | Salt Point | NY | 12578 |  |  | 0 | 0 | 5 | 0 | 0 | 0 | 0 | 0 | 0 | 0 | 0 | 0 | FALSE | KPOU | 2020-11-06 22:15 | 1 |  |  | Residential | Single-family detached |  |  | Central Hudson Gas and Electric |  | G - Hudson Valley
1145 | Home B in zip code 12572 |  |  | Rhinebeck | NY | 12572 |  |  | 0 | 0 | 5 | 0 | 0 | 0 | 0 | 0 | 0 | 0 | 0 | 0 | FALSE | KPOU | 2020-11-06 22:16 | 1 |  |  | Residential | Single-family detached |  |  | Central Hudson Gas and Electric |  | G - Hudson Valley
1146 | Home A in zip code 10704 |  |  | Yonkers | NY | 10704 |  |  | 0 | 0 | 3.8 | 0 | 0 | 0 | 0 | 0 | 0 | 0 | 0 | 0 | FALSE | KLGA | 2020-11-06 22:16 | 1 |  |  | Residential | Single-family detached |  |  | Consolidated Edison |  | I - Dunwoodie
1147 | Home D in zip code 12550 |  |  | Newburgh | NY | 12550 |  |  | 0 | 0 | 5 | 0 | 0 | 0 | 0 | 0 | 0 | 0 | 0 | 0 | FALSE | KLGA | 2020-11-06 22:16 | 1 |  |  | Residential | Single-family detached |  |  | Central Hudson Gas and Electric |  | G - Hudson Valley
1148 | Home A in zip code 12515 |  |  | Clintondale | NY | 12515 |  |  | 0 | 0 | 5 | 0 | 0 | 0 | 0 | 0 | 0 | 0 | 0 | 0 | FALSE | KLGA | 2020-11-06 22:16 | 1 |  |  | Residential | Single-family detached |  |  | Central Hudson Gas and Electric |  | G - Hudson Valley
1149 | Home A in zip code 12528 |  |  | Highland | NY | 12528 |  |  | 0 | 0 | 15 | 0 | 0 | 0 | 0 | 0 | 0 | 0 | 0 | 0 | FALSE | KLGA | 2020-11-06 22:16 | 1 |  |  | Residential | Single-family detached |  |  | Central Hudson Gas and Electric |  | G - Hudson Valley
1150 | Home A in zip code 12586 |  |  | Walden | NY | 12586 |  |  | 0 | 0 | 10 | 0 | 0 | 0 | 0 | 0 | 0 | 0 | 0 | 0 | FALSE | KLGA | 2020-11-06 22:16 | 1 |  |  | Residential | Single-family detached |  |  | Central Hudson Gas and Electric |  | G - Hudson Valley
1151 | Home C in zip code 12538 |  |  | Hyde Park | NY | 12538 |  |  | 0 | 0 | 10 | 0 | 0 | 0 | 0 | 0 | 0 | 0 | 0 | 0 | FALSE | KPOU | 2020-11-06 22:16 | 1 |  |  | Residential | Single-family detached |  |  | Central Hudson Gas and Electric |  | G - Hudson Valley
1152 | Home A in zip code 12518 |  |  | Cornwall | NY | 12518 |  |  | 0 | 0 | 5 | 0 | 0 | 0 | 0 | 0 | 0 | 0 | 0 | 0 | FALSE | KLGA | 2020-11-06 22:16 | 1 |  |  | Residential | Single-family detached |  |  | Central Hudson Gas and Electric |  | G - Hudson Valley
1153 | Home D in zip code 10990 |  |  | Warwick | NY | 10990 |  |  | 0 | 0 | 10 | 0 | 0 | 0 | 0 | 0 | 0 | 0 | 0 | 0 | FALSE | KLGA | 2020-11-06 22:16 | 1 |  |  | Residential | Single-family detached |  |  | Orange and Rockland Utilities |  | G - Hudson Valley
1154 | Home B in zip code 12461 |  |  | Olive Bridge | NY | 12461 |  |  | 0 | 0 | 5 | 0 | 0 | 0 | 0 | 0 | 0 | 0 | 0 | 0 | FALSE | KLGA | 2020-11-06 22:16 | 1 |  |  | Residential | Single-family detached |  |  | Central Hudson Gas and Electric |  | G - Hudson Valley
1155 | Home A in zip code 12443 |  |  | Hurley | NY | 12443 |  |  | 0 | 0 | 10 | 0 | 0 | 0 | 0 | 0 | 0 | 0 | 0 | 0 | FALSE | KLGA | 2020-11-06 22:16 | 1 |  |  | Residential | Single-family detached |  |  | Central Hudson Gas and Electric |  | G - Hudson Valley
1156 | Felician Sisters | 600 Doat Street |  | Buffalo | NY | 14211 |  |  | 239.94 | 0 | 0 | 0 | 0 | 0 | 0 | 0 | 0 | 0 | 0 | 0 | FALSE | KBUF | 2020-02-17 19:04 | 1 |  |  | Religious Worship | Solar Farm |  |  | National Grid - Upstate NY (Niagara Mohawk) |  | A - West
1157 | Sing PO Property, LLC | 48-85 Maspeth Avenue |  | Maspeth | NY | 11378 |  |  | 380.16 | 0 | 0 | 0 | 0 | 0 | 0 | 0 | 0 | 0 | 0 | 0 | FALSE | KLGA | 2020-02-17 19:04 | 1 |  |  | Warehouse and Storage | Solar Farm |  |  | Consolidated Edison |  | J - New York City
1158 | Riley Road Windsor LLC | 425 Riley Road |  | New Windsor | NY | 12553 |  |  | 2772 | 0 | 0 | 0 | 0 | 0 | 0 | 0 | 0 | 0 | 0 | 0 | FALSE | KSWF | 2020-02-17 19:04 | 1 |  |  | Offsite Resource | Solar Farm |  |  | Central Hudson Gas and Electric |  | G - Hudson Valley
1159 | Brick Church Solar 1 - West, LLC | 138A Brick Church Road |  | Brunswick | NY | 12180 |  |  | 5363.82 | 0 | 0 | 0 | 0 | 0 | 0 | 0 | 0 | 0 | 0 | 0 | FALSE | KALB | 2020-02-12 15:20 | 1 |  |  | Offsite Resource | Solar Farm |  |  | National Grid - Upstate NY (Niagara Mohawk) |  | F - Capital
1160 | Riley Road Windsor LLC | 421 Riley Road |  | New Windsor | NY | 12553 |  |  | 2772 | 0 | 0 | 0 | 0 | 0 | 0 | 0 | 0 | 0 | 0 | 0 | FALSE | KSWF | 2020-02-17 19:04 | 1 |  |  | Offsite Resource | Solar Farm |  |  | Central Hudson Gas and Electric |  | G - Hudson Valley
1161 | Village View 4 | 155 E 4th St |  | New York | NY | 10009 |  |  | 125 | 780 | 0 | 0 | 0 | 0 | 0 | 0 | 0 | 0 | 0 | 0 | TRUE | KLGA | 2020-03-19 14:53 | 1 |  |  | Residential | Multifamily |  |  | Consolidated Edison | Consolidated Edison | J - New York City
1162 | Village View 6 | 60 First Ave |  | New York | NY | 10009 |  |  | 125 | 780 | 0 | 0 | 0 | 0 | 0 | 0 | 0 | 0 | 0 | 0 | FALSE | KLGA | 2019-11-25 21:29 | 1 |  |  | Residential | Multifamily |  |  | Consolidated Edison | Consolidated Edison | J - New York City
1163 | Village View 7 | 40 First Ave |  | New York | NY | 10009 |  |  | 125 | 780 | 0 | 0 | 0 | 0 | 0 | 0 | 0 | 0 | 0 | 0 | FALSE | KLGA | 2019-11-25 21:29 | 1 |  |  | Residential | Multifamily |  |  | Consolidated Edison | Consolidated Edison | J - New York City
1164 | 200 East 57th | 200 East 57th Street |  | New York | NY | 10022 |  |  | 125 | 780 | 0 | 0 | 0 | 0 | 0 | 0 | 0 | 0 | 0 | 0 | FALSE | KLGA | 2019-11-27 16:57 | 1 |  |  | Residential | Multifamily |  |  | Consolidated Edison | Consolidated Edison | J - New York City
1165 | Savoy Apartments | 45 W 139th Street |  | New York | NY | 10037 |  |  | 35 | 238 | 0 | 0 | 0 | 0 | 0 | 0 | 0 | 0 | 0 | 0 | FALSE | KLGA | 2019-11-27 17:57 | 1 |  |  | Residential | Multifamily |  |  |  |  | J - New York City
1166 | Frog Hollow Solar - LLC | 208 Frog Hollow Road |  | Ellenville | NY | 12428 |  |  | 3003 | 0 | 0 | 0 | 0 | 0 | 0 | 0 | 0 | 0 | 0 | 0 | FALSE | KSWF | 2020-02-17 19:04 | 1 |  |  | Offsite Resource | Solar Farm |  |  | Central Hudson Gas and Electric |  | E - Mohawk Valley
1167 | Greenwich Club Residences | 88 Greenwich St |  | New York | NY | 10006 |  |  | 200 | 1226 | 0 | 0 | 0 | 0 | 0 | 0 | 0 | 0 | 0 | 0 | FALSE | KLGA | 2019-12-06 21:22 | 1 |  |  | Residential | Multifamily |  |  | Consolidated Edison | Consolidated Edison | J - New York City
1168 | Oneida County Sewer District WPCP | 51 Leland Ave |  | Utica | NY | 13052 |  |  | 600 | 0 | 0 | 0 | 0 | 0 | 0 | 0 | 0 | 0 | 0 | 0 | FALSE | KSYR | 2020-02-17 14:57 | 1 |  |  | Utilities Water and Waste Management | Wastewater Treatment Plant |  |  | National Grid - Upstate NY (Niagara Mohawk) | National Grid - Upstate NY (Niagara Mohawk) | E - Mohawk Valley
1169 | Mount Hope Solar 1 (East) | 47 Pierson Hill Road Site A |  | Middletown | NY | 10940 |  |  | 2793.6 | 0 | 0 | 0 | 0 | 0 | 0 | 0 | 0 | 0 | 0 | 0 | FALSE | KSWF | 2020-02-17 19:04 | 1 |  |  | Offsite Resource | Solar Farm |  |  | Orange and Rockland Utilities |  | G - Hudson Valley
1170 | Fairview | 61-20 Grand Central Parkway |  | Queens | NY | 11375 |  |  | 300 | 1839 | 0 | 0 | 0 | 0 | 0 | 0 | 0 | 0 | 0 | 0 | FALSE | KLGA | 2020-02-13 17:53 | 1 |  |  | Residential | Multifamily |  |  | Consolidated Edison | National Grid - NYC (Brooklyn Union) | J - New York City | FALSE
1171 | Mima Apartments | 450 W 42nd St |  | New York | NY | 10036 |  |  | 530 | 2531 | 0 | 0 | 0 | 0 | 0 | 0 | 0 | 0 | 0 | 0 | TRUE | KLGA | 2021-08-04 16:37 | 1 |  |  | Residential | Multifamily |  |  | Consolidated Edison | Consolidated Edison | J - New York City
1172 | Lafayette Apartments | 2239 Adam Clayton Powell Jr Blvd |  | New York | NY | 10027 |  |  | 300 | 1839 | 0 | 0 | 0 | 0 | 0 | 0 | 0 | 0 | 0 | 0 | FALSE | KLGA | 2020-03-27 13:34 | 1 | The Aurum Condominium |  | Residential | Multifamily |  |  | Consolidated Edison | Consolidated Edison | J - New York City
1173 | Port Jervis Solar | 250 Canal Street |  | Port Jervis | NY | 12771 |  |  | 1310.4 | 0 | 0 | 0 | 0 | 0 | 0 | 0 | 0 | 0 | 0 | 0 | FALSE | KPOU | 2020-02-17 19:04 | 1 |  |  | Offsite Resource | Solar Farm |  |  | Orange and Rockland Utilities |  | G - Hudson Valley
1174 | Amphenol - East | 210 Ferguson Road |  | Dryden | NY | 13053 |  |  | 3539.7 | 0 | 0 | 0 | 0 | 0 | 0 | 0 | 0 | 0 | 0 | 0 | FALSE | KITH | 2020-02-12 15:19 | 1 |  |  | Offsite Resource | Solar Farm |  |  | New York State Electric and Gas |  | C - Central
1175 | Amphenol - West | 40 Delaware Blvd |  | Sidney | NY | 13838 |  |  | 2794.5 | 0 | 0 | 0 | 0 | 0 | 0 | 0 | 0 | 0 | 0 | 0 | FALSE | KITH | 2021-03-05 13:08 | 1 |  |  | Manufacturing | Machinery |  |  | New York State Electric and Gas |  | E - Mohawk Valley
1176 | CDG Huron Solar 1 | 11799 Wilson Rd |  | Huron | NY | 14590 |  |  | 1776.6 | 0 | 0 | 0 | 0 | 0 | 0 | 0 | 0 | 0 | 0 | 0 | FALSE | KSYR | 2020-02-20 21:44 | 1 |  |  | Offsite Resource | Solar Farm |  |  | Rochester Gas and Electric |  | B - Genessee
1177 | Cubit Power - Staten Island Ice | 4534 Victory Blvd |  | Staten Island | NY | 10314 |  |  | 10800 | 0 | 0 | 0 | 0 | 0 | 0 | 0 | 0 | 0 | 0 | 0 | FALSE | KLGA | 2020-11-03 19:35 | 1 |  |  | Manufacturing | Refrigerated Warehouse |  |  | Consolidated Edison | Consolidated Edison | J - New York City
1178 | Pool Brook - NY Laurens I - 149 Pool Brook Rd | Pool Brook Rd |  | Laurens | NY | 13796 |  |  | 2732.4 | 0 | 0 | 0 | 0 | 0 | 0 | 0 | 0 | 0 | 0 | 0 | FALSE | KBGM | 2020-02-17 19:04 | 1 |  |  | Offsite Resource | Solar Farm |  |  | New York State Electric and Gas |  | E - Mohawk Valley
1179 | Kelly Bridge - NY Liberty I - 83 Kelly Bridge Road | Kelly Bridge Rd |  | Liberty | NY | 12574 |  |  | 2751.03 | 0 | 0 | 0 | 0 | 0 | 0 | 0 | 0 | 0 | 0 | 0 | FALSE | KPOU | 2020-02-17 19:04 | 1 |  |  | Offsite Resource | Solar Farm |  |  | New York State Electric and Gas |  | E - Mohawk Valley
1180 | Burritt Road - NY Parma I - 146 Burritt Road | 146 Burritt Road |  | Parma | NY | 14468 |  |  | 2772 | 0 | 0 | 0 | 0 | 0 | 0 | 0 | 0 | 0 | 0 | 0 | FALSE | KROC | 2020-02-17 19:04 | 1 |  |  | Offsite Resource | Solar Farm |  |  | Rochester Gas and Electric |  | B - Genessee
1181 | Washington - NY Ogden - 760 Washington Street | 760 Washington St |  | Ogden | NY | 14559 |  |  | 2757.24 | 0 | 0 | 0 | 0 | 0 | 0 | 0 | 0 | 0 | 0 | 0 | FALSE | KROC | 2020-02-17 19:04 | 1 |  |  | Offsite Resource | Solar Farm |  |  | Rochester Gas and Electric |  | B - Genessee
1182 | 93 Villa Roma Rd | 93 Villa Roma Road |  | Callicoon | NY | 12723 |  |  | 9350.64 | 0 | 0 | 0 | 0 | 0 | 0 | 0 | 0 | 0 | 0 | 0 | FALSE | KSWF | 2020-02-12 20:25 | 2 |  |  | Offsite Resource | Solar Farm |  |  | New York State Electric and Gas |  | E - Mohawk Valley
1185 | Sackett Lake 1 - NY Thompson I - 585 South Maplewood Rd | 553 S. Maplewood Road |  | Thompson | NY | 12701 |  |  | 2782.08 | 0 | 0 | 0 | 0 | 0 | 0 | 0 | 0 | 0 | 0 | 0 | FALSE | KSWF | 2020-03-16 15:39 | 1 |  |  | Offsite Resource | Solar Farm |  |  | New York State Electric and Gas |  | E - Mohawk Valley
1187 | 180 West End | 180 West End Ave |  | New York | NY | 10023 |  |  | 200 | 1286.4 | 0 | 0 | 0 | 0 | 0 | 0 | 0 | 0 | 0 | 0 | TRUE | KLGA | 2020-02-10 19:27 | 1 |  |  | Residential | Multifamily |  |  | Consolidated Edison | Consolidated Edison | J - New York City
1188 | The Promenade | 530 E 76th St # 6 |  | New York | NY | 10021 |  |  | 100 | 643.2 | 0 | 0 | 0 | 0 | 0 | 0 | 0 | 0 | 0 | 0 | TRUE | KLGA | 2020-02-10 19:27 | 1 |  |  | Residential | Multifamily |  |  | Consolidated Edison | Consolidated Edison | J - New York City
1190 | Delaware River Solar 309 Hospital Road | 309 Hospital Rd |  | Callicoon | NY | 12723 |  |  | 1689.12 | 0 | 0 | 0 | 0 | 0 | 0 | 0 | 0 | 0 | 0 | 0 | FALSE | KSWF | 2020-02-12 15:54 | 1 |  |  | Offsite Resource | Solar Farm |  |  | New York State Electric and Gas |  | E - Mohawk Valley
1191 | Delaware River Solar (Woodoak Drive) | Woodoak Dr |  | Tusten | NY | 12764 |  |  | 2704.8 | 0 | 0 | 0 | 0 | 0 | 0 | 0 | 0 | 0 | 0 | 0 | FALSE | KSWF | 2020-02-12 20:34 | 1 |  |  | Offsite Resource | Solar Farm |  |  | New York State Electric and Gas |  | E - Mohawk Valley
1192 | Solar Farms New York - Cascadilla Community Solar Farm at Cornell, North | 142 Stevenson Rd |  | Ithaca | NY | 14850 |  |  | 13461.9 | 0 | 0 | 0 | 0 | 0 | 0 | 0 | 0 | 0 | 0 | 0 | FALSE | KITH | 2020-02-12 20:59 | 1 |  |  | Offsite Resource | Solar Farm |  |  | New York State Electric and Gas |  | C - Central
1193 | Solar Farms New York - Cascadilla Community Solar Farm at Cornell, South | 140 Dodge Rd |  | Dryden | NY | 14850 |  |  | 8961.03 | 0 | 0 | 0 | 0 | 0 | 0 | 0 | 0 | 0 | 0 | 0 | FALSE | KITH | 2020-07-22 16:22 | 1 |  |  | Offsite Resource | Solar Farm |  |  | New York State Electric and Gas |  | C - Central
1194 | Solar Farms New York - Cascadilla Community Solar Farm at Cornell, South 2 | 264 Turkey Hill Rd |  | Dryden | NY | 14850 |  |  | 4473.96 | 0 | 0 | 0 | 0 | 0 | 0 | 0 | 0 | 0 | 0 | 0 | FALSE | KLGA | 2020-07-22 16:22 | 1 |  |  | Offsite Resource | Solar Farm |  |  | New York State Electric and Gas |  | C - Central
1195 | Red Hook CSA, LLC | 44 MM Ham Memorial Fire House Lane |  | Red Hook | NY | 12571 |  |  | 2444.26 | 0 | 0 | 0 | 0 | 0 | 0 | 0 | 0 | 0 | 0 | 0 | FALSE | KPOU | 2021-05-13 14:21 | 1 | Town of Red Hook |  | Offsite Resource | Solar Farm |  |  | Central Hudson Gas and Electric |  | G - Hudson Valley
1196 | Solitude Solar LLC - Sugar Hill Rd | 164 Sugar Hill Road |  | Clifton Park | NY | 12065 |  |  | 6901.2 | 0 | 0 | 0 | 0 | 0 | 0 | 0 | 0 | 0 | 0 | 0 | FALSE | KALB | 2020-03-24 18:12 | 1 |  |  | Offsite Resource | Solar Farm |  |  | National Grid - Upstate NY (Niagara Mohawk) |  | F - Capital
1197 | New Beginnings Solar, LLC | 2585 State Route 209 |  | Kingston | NY | 12401 |  |  | 3024 | 0 | 0 | 0 | 0 | 0 | 0 | 0 | 0 | 0 | 0 | 0 | FALSE | KPOU | 2020-02-17 14:29 | 1 |  |  | Offsite Resource | Solar Farm |  |  | Central Hudson Gas and Electric |  | G - Hudson Valley
1198 | Bogart Solar, LLC | 1180 Bogart Road |  | Palenville | NY | 12463 |  |  | 3001.44 | 0 | 0 | 0 | 0 | 0 | 0 | 0 | 0 | 0 | 0 | 0 | FALSE | KALB | 2020-02-17 19:04 | 1 |  |  | Offsite Resource | Solar Farm |  |  | Central Hudson Gas and Electric |  | G - Hudson Valley
1199 | Reisender Solar, LLC | 104 Weiner Road |  | Ellenville | NY | 12428 |  |  | 3017.25 | 0 | 0 | 0 | 0 | 0 | 0 | 0 | 0 | 0 | 0 | 0 | FALSE | KPOU | 2020-02-17 19:04 | 1 |  |  | Offsite Resource | Solar Farm |  |  | Central Hudson Gas and Electric |  | G - Hudson Valley
1201 | Zerega Bronx | 1260 Zerega Avenue |  | Bronx | NY | 10462 |  |  | 630.72 | 0 | 0 | 0 | 0 | 0 | 0 | 0 | 0 | 0 | 0 | 0 | FALSE | KLGA | 2020-02-18 18:53 | 1 |  |  | Offsite Resource | Solar Farm |  |  | Consolidated Edison |  | J - New York City
1202 | Boas 4 - NY Mooers IV | 297 Boas Rd |  | Mooers Forks | NY | 19959 |  |  | 2794.5 | 0 | 0 | 0 | 0 | 0 | 0 | 0 | 0 | 0 | 0 | 0 | FALSE | KPBG | 2020-02-17 20:32 | 1 |  |  | Offsite Resource | Solar Farm |  |  | New York State Electric and Gas |  | D - North
1203 | Pine Plains Central School District | 2829 West Church Street |  | Pine Plains | NY | 12567 |  |  | 471.24 | 0 | 0 | 0 | 0 | 0 | 0 | 0 | 0 | 0 | 0 | 0 | FALSE | KPOU | 2020-02-18 15:59 | 1 |  |  | Education | High School |  |  | Central Hudson Gas and Electric |  | G - Hudson Valley
1204 | ORDA/Whiteface Mountain | 46A State Highway 276 |  | Champlain | NY | 12919 |  |  | 2706.21 | 0 | 0 | 0 | 0 | 0 | 0 | 0 | 0 | 0 | 0 | 0 | FALSE | KPBG | 2020-02-19 19:53 | 1 |  |  | Offsite Resource | Solar Farm |  |  | New York State Electric and Gas |  | D - North
1205 | Delaware River Solar, LLC | 4890 Gaskill Road |  | Owego | NY | 13827 |  |  | 6289.92 | 0 | 0 | 0 | 0 | 0 | 0 | 0 | 0 | 0 | 0 | 0 | FALSE | KBGM | 2020-02-19 19:53 | 1 |  |  | Offsite Resource | Solar Farm |  |  | New York State Electric and Gas |  | C - Central
1206 | Facility A in 10031 |  |  | New York | NY | 10031 |  |  | 0 | 0 | 100 | 0 | 0 | 0 | 0 | 0 | 0 | 0 | 0 | 0 | FALSE | KLGA | 2020-11-06 22:17 | 1 | [6 empty] | Consolidated Edison |  | J - New York City
1207 | Home B in 13820 |  |  | Oneonta | NY | 13820 |  |  | 0 | 0 | 10 | 0 | 0 | 0 | 0 | 0 | 0 | 0 | 0 | 0 | FALSE | KBGM | 2020-11-06 22:18 | 1 |  |  | Residential | Single-family detached |  |  | New York State Electric and Gas |  | E - Mohawk Valley
1208 | Home A in 13808 |  |  | Morris | NY | 13808 |  |  | 0 | 0 | 5 | 0 | 0 | 0 | 0 | 0 | 0 | 0 | 0 | 0 | FALSE | KBGM | 2020-11-06 22:18 | 1 |  |  | Residential | Single-family detached |  |  | New York State Electric and Gas |  | E - Mohawk Valley
1209 | Home A in 10509 |  |  | Brewster | NY | 10509 |  |  | 0 | 0 | 10 | 0 | 0 | 0 | 0 | 0 | 0 | 0 | 0 | 0 | FALSE | KHPN | 2020-11-06 22:18 | 1 |  |  | Residential | Single-family detached |  |  | New York State Electric and Gas |  | G - Hudson Valley
1210 | Home A in 12754 |  |  | Liberty | NY | 12754 |  |  | 0 | 0 | 15 | 0 | 0 | 0 | 0 | 0 | 0 | 0 | 0 | 0 | FALSE | KMSV | 2020-11-06 22:18 | 1 |  |  | Residential | Single-family detached |  |  | New York State Electric and Gas |  | E - Mohawk Valley
1211 | Home A in 10598 |  |  | Yorktown Heights | NY | 10598 |  |  | 0 | 0 | 10 | 0 | 0 | 0 | 0 | 0 | 0 | 0 | 0 | 0 | FALSE | KHPN | 2020-11-06 22:18 | 1 |  |  | Residential | Single-family detached |  |  | New York State Electric and Gas |  | H - Millwood
1212 | Home A in 12457 |  |  | Mount Tremper | NY | 12457 |  |  | 0 | 0 | 9.8 | 0 | 0 | 0 | 0 | 0 | 0 | 0 | 0 | 0 | FALSE | KPOU | 2020-11-06 22:18 | 1 |  |  | Residential | Single-family detached |  |  | New York State Electric and Gas |  | G - Hudson Valley
1213 | Home A in 12563 |  |  | Patterson | NY | 12563 |  |  | 0 | 0 | 5 | 0 | 0 | 0 | 0 | 0 | 0 | 0 | 0 | 0 | FALSE | KPOU | 2020-11-06 22:18 | 1 |  |  | Residential | Single-family detached |  |  | New York State Electric and Gas |  | G - Hudson Valley
1214 | Home A in 10526 |  |  | Goldens Bridge | NY | 10526 |  |  | 0 | 0 | 5 | 0 | 0 | 0 | 0 | 0 | 0 | 0 | 0 | 0 | FALSE | KHPN | 2020-11-06 22:18 | 1 |  |  | Residential | Single-family detached |  |  | New York State Electric and Gas |  | H - Millwood
1215 | Home A in 12076 |  |  | Gilboa | NY | 12076 |  |  | 0 | 0 | 5 | 0 | 0 | 0 | 0 | 0 | 0 | 0 | 0 | 0 | FALSE | KSCH | 2020-11-06 22:18 | 1 |  |  | Residential | Single-family detached |  |  | New York State Electric and Gas |  | F - Capital
1216 | Home A in 12732 |  |  | Eldred | NY | 12732 |  |  | 0 | 0 | 5 | 0 | 0 | 0 | 0 | 0 | 0 | 0 | 0 | 0 | FALSE | KMSV | 2020-11-06 22:18 | 1 |  |  | Residential | Single-family detached |  |  | New York State Electric and Gas |  | E - Mohawk Valley
1217 | Home A in 12168 |  |  | Stephentown | NY | 12168 |  |  | 0 | 0 | 10 | 0 | 0 | 0 | 0 | 0 | 0 | 0 | 0 | 0 | FALSE | KPSF | 2020-11-06 22:18 | 1 |  |  | Residential | Single-family detached |  |  | New York State Electric and Gas |  | F - Capital
1218 | Home B in 12586 |  |  | Walden | NY | 12586 |  |  | 0 | 0 | 5 | 0 | 0 | 0 | 0 | 0 | 0 | 0 | 0 | 0 | FALSE | KSWF | 2020-11-06 22:18 | 1 |  |  | Residential | Single-family detached |  |  | New York State Electric and Gas |  | G - Hudson Valley
1219 | Home B in 10590 |  |  | South Salem | NY | 10590 |  |  | 0 | 0 | 10 | 0 | 0 | 0 | 0 | 0 | 0 | 0 | 0 | 0 | FALSE | KHPN | 2020-11-06 22:18 | 1 |  |  | Residential | Single-family detached |  |  | New York State Electric and Gas |  | G - Hudson Valley
1220 | Home A in 12564 |  |  | Pawling | NY | 12564 |  |  | 0 | 0 | 5 | 0 | 0 | 0 | 0 | 0 | 0 | 0 | 0 | 0 | FALSE | KPOU | 2020-11-06 22:19 | 1 |  |  | Residential | Single-family detached |  |  | New York State Electric and Gas |  | G - Hudson Valley
1221 | Home B in 10536 |  |  | Katonah | NY | 10536 |  |  | 0 | 0 | 10 | 0 | 0 | 0 | 0 | 0 | 0 | 0 | 0 | 0 | FALSE | KHPN | 2020-11-06 22:19 | 1 |  |  | Residential | Single-family detached |  |  | New York State Electric and Gas |  | H - Millwood
1222 | Home A in 10536 |  |  | Katonah | NY | 10536 |  |  | 0 | 0 | 5 | 0 | 0 | 0 | 0 | 0 | 0 | 0 | 0 | 0 | FALSE | KHPN | 2020-11-06 22:19 | 1 |  |  | Residential | Single-family detached |  |  | New York State Electric and Gas |  | H - Millwood
1223 | Home C in 10536 |  |  | Katonah | NY | 10536 |  |  | 0 | 0 | 5 | 0 | 0 | 0 | 0 | 0 | 0 | 0 | 0 | 0 | FALSE | KHPN | 2020-11-06 22:19 | 1 |  |  | Residential | Single-family detached |  |  | New York State Electric and Gas |  | H - Millwood
1224 | Home A in 10603 |  |  | White Plains | NY | 10603 |  |  | 0 | 0 | 27 | 0 | 0 | 0 | 0 | 0 | 0 | 0 | 0 | 0 | FALSE | KHPN | 2020-11-06 22:19 | 1 |  |  | Residential | Single-family detached |  |  | Consolidated Edison |  | I - Dunwoodie
1225 | Home A in 12018 |  |  | Averill Park | NY | 12018 |  |  | 0 | 0 | 8 | 0 | 0 | 0 | 0 | 0 | 0 | 0 | 0 | 0 | FALSE | KALB | 2020-11-06 22:19 | 1 |  |  | Residential | Single-family detached |  |  | New York State Electric and Gas |  | F - Capital
1226 | Home A in 13832 |  |  | Plymouth | NY | 13832 |  |  | 0 | 0 | 4.8 | 0 | 0 | 0 | 0 | 0 | 0 | 0 | 0 | 0 | FALSE | KBGM | 2020-11-06 22:19 | 1 |  |  | Residential | Single-family detached |  |  | New York State Electric and Gas |  | E - Mohawk Valley
1227 | Home A in 12529 |  |  | Hillsdale | NY | 12529 |  |  | 0 | 0 | 8.35 | 0 | 0 | 0 | 0 | 0 | 0 | 0 | 0 | 0 | FALSE | KALB | 2020-11-06 22:19 | 1 |  |  | Residential | Single-family detached |  |  | New York State Electric and Gas |  | F - Capital
1228 | Home B in 12563 |  |  | Patterson | NY | 12563 |  |  | 0 | 0 | 20 | 0 | 0 | 0 | 0 | 0 | 0 | 0 | 0 | 0 | FALSE | KPOU | 2020-11-06 22:19 | 1 |  |  | Residential | Single-family detached |  |  | New York State Electric and Gas |  | G - Hudson Valley
1229 | Home A in 14883 |  |  | Spencer | NY | 14883 |  |  | 0 | 0 | 7 | 0 | 0 | 0 | 0 | 0 | 0 | 0 | 0 | 0 | FALSE | KITH | 2020-11-06 22:19 | 1 |  |  | Residential | Single-family detached |  |  | New York State Electric and Gas |  | C - Central
1230 | Home A in 12531 |  |  | Holmes | NY | 12531 |  |  | 0 | 0 | 4 | 0 | 0 | 0 | 0 | 0 | 0 | 0 | 0 | 0 | FALSE | KPOU | 2020-11-06 22:19 | 1 |  |  | Residential | Single-family detached |  |  | New York State Electric and Gas |  | G - Hudson Valley
1231 | Home B in 12424 |  |  | East Jewett | NY | 12424 |  |  | 0 | 0 | 8.35 | 0 | 0 | 0 | 0 | 0 | 0 | 0 | 0 | 0 | FALSE | KALB | 2020-11-06 22:20 | 1 |  |  | Residential | Single-family detached |  |  | New York State Electric and Gas |  | E - Mohawk Valley
1232 | Home A in 10576 |  |  | Pound Ridge | NY | 10576 |  |  | 0 | 0 | 8 | 0 | 0 | 0 | 0 | 0 | 0 | 0 | 0 | 0 | FALSE | KHPN | 2020-11-06 22:20 | 1 |  |  | Residential | Single-family detached |  |  | New York State Electric and Gas |  | H - Millwood
1233 | Home B in 12440 |  |  | High Falls | NY | 12440 |  |  | 0 | 0 | 6.8 | 0 | 0 | 0 | 0 | 0 | 0 | 0 | 0 | 0 | FALSE | KPOU | 2020-11-06 22:20 | 1 |  |  | Residential | Single-family detached |  |  | Central Hudson Gas and Electric |  | G - Hudson Valley
1234 | Home A in 14527 |  |  | Penn Yan | NY | 14527 |  |  | 0 | 0 | 7 | 0 | 0 | 0 | 0 | 0 | 0 | 0 | 0 | 0 | FALSE | KELM | 2020-11-06 22:21 | 1 |  |  | Residential | Single-family detached |  |  | New York State Electric and Gas |  | C - Central
1235 | Home A in 14625 |  |  | Rochester | NY | 14625 |  |  | 0 | 0 | 6.6 | 0 | 0 | 0 | 0 | 0 | 0 | 0 | 0 | 0 | FALSE | KROC | 2020-11-06 22:21 | 1 |  |  | Residential | Single-family detached |  |  | Rochester Gas and Electric |  | B - Genessee
1236 | Home B in 12901 |  |  | Plattsburgh | NY | 12901 |  |  | 0 | 0 | 7.6 | 0 | 0 | 0 | 0 | 0 | 0 | 0 | 0 | 0 | FALSE | KPBG | 2020-11-06 22:21 | 1 |  |  | Residential | Single-family detached |  |  | New York State Electric and Gas |  | D - North
1237 | Home A in 13326 |  |  | Cooperstown | NY | 13326 |  |  | 0 | 0 | 5 | 0 | 0 | 0 | 0 | 0 | 0 | 0 | 0 | 0 | FALSE | KRME | 2020-11-06 22:21 | 1 |  |  | Residential | Single-family detached |  |  | New York State Electric and Gas |  | E - Mohawk Valley
1238 | Home C in 10590 |  |  | South Salem | NY | 10590 |  |  | 0 | 0 | 10 | 0 | 0 | 0 | 0 | 0 | 0 | 0 | 0 | 0 | FALSE | KHPN | 2020-11-06 22:21 | 1 |  |  | Residential | Single-family detached |  |  | New York State Electric and Gas |  | G - Hudson Valley
1239 | Home D in 10549 |  |  | Mount Kisco | NY | 10549 |  |  | 0 | 0 | 10 | 0 | 0 | 0 | 0 | 0 | 0 | 0 | 0 | 0 | FALSE | KHPN | 2020-11-06 22:21 | 1 |  |  | Residential | Single-family detached |  |  | New York State Electric and Gas |  | H - Millwood
1240 | Home A in 12165 |  |  | Spencertown | NY | 12165 |  |  | 0 | 0 | 15 | 0 | 0 | 0 | 0 | 0 | 0 | 0 | 0 | 0 | FALSE | KALB | 2020-11-06 22:21 | 1 |  |  | Residential | Single-family detached |  |  | New York State Electric and Gas |  | F - Capital
1241 | Home A in 10541 |  |  | Mahopac | NY | 10541 |  |  | 0 | 0 | 10 | 0 | 0 | 0 | 0 | 0 | 0 | 0 | 0 | 0 | FALSE | KHPN | 2020-11-06 22:21 | 1 |  |  | Residential | Single-family detached |  |  | New York State Electric and Gas |  | H - Millwood
1242 | Home A in 10579 |  |  | Putnam Valley | NY | 10579 |  |  | 0 | 0 | 15 | 0 | 0 | 0 | 0 | 0 | 0 | 0 | 0 | 0 | FALSE | KHPN | 2020-11-06 22:21 | 1 |  |  | Residential | Single-family detached |  |  | New York State Electric and Gas |  | G - Hudson Valley
1243 | Home A in 10527 |  |  | Granite Springs | NY | 10527 |  |  | 0 | 0 | 10 | 0 | 0 | 0 | 0 | 0 | 0 | 0 | 0 | 0 | FALSE | KHPN | 2020-11-06 22:21 | 1 |  |  | Residential | Single-family detached |  |  | New York State Electric and Gas |  | H - Millwood
1244 | Home A in 11030 |  |  | Manhasset | NY | 11030 |  |  | 0 | 0 | 20.53 | 0 | 0 | 0 | 0 | 0 | 0 | 0 | 0 | 0 | FALSE | KJFK | 2020-11-06 22:21 | 1 |  |  | Residential | Single-family detached |  |  | Long Island Power Authority (PSEG-LI) |  | K - Long Island
1245 | Home A in 12723 |  |  | Callicoon | NY | 12723 |  |  | 0 | 0 | 5 | 0 | 0 | 0 | 0 | 0 | 0 | 0 | 0 | 0 | FALSE | KMSV | 2020-11-06 22:21 | 1 |  |  | Residential | Single-family detached |  |  | New York State Electric and Gas |  | E - Mohawk Valley
1246 | Home A in 10501 |  |  | Amawalk | NY | 10501 |  |  | 0 | 0 | 10 | 0 | 0 | 0 | 0 | 0 | 0 | 0 | 0 | 0 | FALSE | KHPN | 2020-11-06 22:21 | 1 |  |  | Residential | Single-family detached |  |  | New York State Electric and Gas |  | H - Millwood
1247 | Home A in 10589 |  |  | Somers | NY | 10589 |  |  | 0 | 0 | 10 | 0 | 0 | 0 | 0 | 0 | 0 | 0 | 0 | 0 | FALSE | KHPN | 2020-11-06 22:21 | 1 |  |  | Residential | Single-family detached |  |  | New York State Electric and Gas |  | H - Millwood
1248 | Home A in 11569 |  |  | Point Lookout | NY | 11569 |  |  | 0 | 0 | 7.6 | 0 | 0 | 0 | 0 | 0 | 0 | 0 | 0 | 0 | FALSE | KJFK | 2020-11-06 22:22 | 1 |  |  | Residential | Single-family detached |  |  | Long Island Power Authority (PSEG-LI) |  | K - Long Island
1249 | Home A in 12198 |  |  | Wynantskill | NY | 12198 |  |  | 0 | 0 | 5 | 0 | 0 | 0 | 0 | 0 | 0 | 0 | 0 | 0 | FALSE | KALB | 2020-11-06 22:22 | 1 |  |  | Residential | Single-family detached |  |  | New York State Electric and Gas |  | F - Capital
1250 | Home C in 11791 |  |  | Syosset | NY | 11791 |  |  | 0 | 0 | 15.2 | 0 | 0 | 0 | 0 | 0 | 0 | 0 | 0 | 0 | FALSE | KLGA | 2020-11-06 22:22 | 1 |  |  | Residential | Single-family detached |  |  | Long Island Power Authority (PSEG-LI) |  | K - Long Island
1251 | Home A in 14534 |  |  | Pittsford | NY | 14534 |  |  | 0 | 0 | 5 | 0 | 0 | 0 | 0 | 0 | 0 | 0 | 0 | 0 | FALSE | KROC | 2020-11-06 22:22 | 1 |  |  | Residential | Single-family detached |  |  | Rochester Gas and Electric |  | B - Genessee
1252 | Home C in 12603 |  |  | Poughkeepsie | NY | 12603 |  |  | 0 | 0 | 10 | 0 | 0 | 0 | 0 | 0 | 0 | 0 | 0 | 0 | FALSE | KPOU | 2020-11-06 22:22 | 1 |  |  | Residential | Single-family detached |  |  | Central Hudson Gas and Electric |  | G - Hudson Valley
1253 | Home A in 11530 |  |  | Garden City | NY | 11530 |  |  | 0 | 0 | 10 | 0 | 0 | 0 | 0 | 0 | 0 | 0 | 0 | 0 | FALSE | KJFK | 2020-11-06 22:22 | 1 |  |  | Residential | Single-family detached |  |  | Long Island Power Authority (PSEG-LI) |  | K - Long Island
1254 | Home B in 11782 |  |  | Sayville | NY | 11782 |  |  | 0 | 0 | 11.4 | 0 | 0 | 0 | 0 | 0 | 0 | 0 | 0 | 0 | FALSE | KJFK | 2020-11-06 22:22 | 1 |  |  | Residential | Single-family detached |  |  | Long Island Power Authority (PSEG-LI) |  | K - Long Island
1255 | Home C in 11762 |  |  | Massapequa Park | NY | 11762 |  |  | 0 | 0 | 3.3 | 0 | 0 | 0 | 0 | 0 | 0 | 0 | 0 | 0 | FALSE | KLGA | 2020-11-06 22:23 | 1 |  |  | Residential | Single-family detached |  |  | Long Island Power Authority (PSEG-LI) |  | K - Long Island
1256 | Home C in 11743 |  |  | Huntington | NY | 11743 |  |  | 0 | 0 | 6 | 0 | 0 | 0 | 0 | 0 | 0 | 0 | 0 | 0 | FALSE | KLGA | 2020-11-06 22:23 | 1 |  |  | Residential | Single-family detached |  |  | Long Island Power Authority (PSEG-LI) |  | K - Long Island
1257 | Home A in 12588 |  |  | Walker Valley | NY | 12588 |  |  | 0 | 0 | 5 | 0 | 0 | 0 | 0 | 0 | 0 | 0 | 0 | 0 | FALSE | KSWF | 2020-11-06 22:23 | 1 |  |  | Residential | Single-family detached |  |  | Orange and Rockland Utilities |  | G - Hudson Valley
1258 | Home A in 10973 |  |  | Slate Hill | NY | 10973 |  |  | 0 | 0 | 5 | 0 | 0 | 0 | 0 | 0 | 0 | 0 | 0 | 0 | FALSE | KSWF | 2020-11-06 22:23 | 1 |  |  | Residential | Single-family detached |  |  | Orange and Rockland Utilities |  | G - Hudson Valley
1259 | Home A in 11787 |  |  | Smithtown | NY | 11787 |  |  | 0 | 0 | 12.6 | 0 | 0 | 0 | 0 | 0 | 0 | 0 | 0 | 0 | FALSE | KLGA | 2020-11-06 22:23 | 1 |  |  | Residential | Single-family detached |  |  | Long Island Power Authority (PSEG-LI) |  | K - Long Island
1260 | Home B in 12484 |  |  | Stone Ridge | NY | 12484 |  |  | 0 | 0 | 5 | 0 | 0 | 0 | 0 | 0 | 0 | 0 | 0 | 0 | FALSE | KPOU | 2020-11-06 22:23 | 1 |  |  | Residential | Single-family detached |  |  | Central Hudson Gas and Electric |  | G - Hudson Valley
1261 | Home A in 12764 |  |  | Narrowsburg | NY | 12764 |  |  | 0 | 0 | 3.8 | 0 | 0 | 0 | 0 | 0 | 0 | 0 | 0 | 0 | FALSE | KMSV | 2020-11-06 22:23 | 1 |  |  | Residential | Single-family detached |  |  | New York State Electric and Gas |  | E - Mohawk Valley
1262 | Home A in 14818 |  |  | Burdett | NY | 14818 |  |  | 0 | 0 | 7 | 0 | 0 | 0 | 0 | 0 | 0 | 0 | 0 | 0 | FALSE | KITH | 2020-11-06 22:23 | 1 |  |  | Residential | Single-family detached |  |  | New York State Electric and Gas |  | C - Central
1263 | Home A in 12448 |  |  | Lake Hill | NY | 12448 |  |  | 0 | 0 | 10 | 0 | 0 | 0 | 0 | 0 | 0 | 0 | 0 | 0 | FALSE | KPOU | 2020-11-06 22:23 | 1 |  |  | Residential | Single-family detached |  |  | Central Hudson Gas and Electric |  | G - Hudson Valley
1264 | Home B in 10509 |  |  | Brewster | NY | 10509 |  |  | 0 | 0 | 5 | 0 | 0 | 0 | 0 | 0 | 0 | 0 | 0 | 0 | FALSE | KHPN | 2020-11-06 22:24 | 1 |  |  | Residential | Single-family detached |  |  | New York State Electric and Gas |  | G - Hudson Valley
1265 | Home A in 12424 |  |  | East Jewett | NY | 12424 |  |  | 0 | 0 | 8 | 0 | 0 | 0 | 0 | 0 | 0 | 0 | 0 | 0 | FALSE | KALB | 2020-11-06 22:24 | 1 |  |  | Residential | Single-family detached |  |  | New York State Electric and Gas |  | E - Mohawk Valley
1266 | Home D in 10536 |  |  | Katonah | NY | 10536 |  |  | 0 | 0 | 10 | 0 | 0 | 0 | 0 | 0 | 0 | 0 | 0 | 0 | FALSE | KHPN | 2020-11-06 22:24 | 1 |  |  | Residential | Single-family detached |  |  | New York State Electric and Gas |  | H - Millwood
1267 | Home B in 14472 |  |  | Honeoye Falls | NY | 14472 |  |  | 0 | 0 | 10 | 0 | 0 | 0 | 0 | 0 | 0 | 0 | 0 | 0 | FALSE | KROC | 2020-11-06 22:24 | 1 |  |  | Residential | Single-family detached |  |  | National Grid - Upstate NY (Niagara Mohawk) |  | A - West
1268 | Home A in 13365 |  |  | Little Falls | NY | 13365 |  |  | 0 | 0 | 5 | 0 | 0 | 0 | 0 | 0 | 0 | 0 | 0 | 0 | FALSE | KRME | 2020-11-06 22:25 | 1 |  |  | Residential | Single-family detached |  |  | National Grid - Upstate NY (Niagara Mohawk) |  | E - Mohawk Valley
1269 | Home A in 12866 |  |  | Saratoga Springs | NY | 12866 |  |  | 0 | 0 | 15 | 0 | 0 | 0 | 0 | 0 | 0 | 0 | 0 | 0 | FALSE | KSCH | 2020-11-06 22:25 | 1 |  |  | Residential | Single-family detached |  |  | National Grid - Upstate NY (Niagara Mohawk) |  | F - Capital
1270 | Home D in 12484 |  |  | Stone Ridge | NY | 12484 |  |  | 0 | 0 | 10 | 0 | 0 | 0 | 0 | 0 | 0 | 0 | 0 | 0 | FALSE | KPOU | 2020-11-06 22:25 | 1 |  |  | Residential | Single-family detached |  |  | Central Hudson Gas and Electric |  | G - Hudson Valley
1271 | Home C in 12409 |  |  | Bearsville | NY | 12409 |  |  | 0 | 0 | 20 | 0 | 0 | 0 | 0 | 0 | 0 | 0 | 0 | 0 | FALSE | KPOU | 2020-11-06 22:25 | 1 |  |  | Residential | Single-family detached |  |  | Central Hudson Gas and Electric |  | G - Hudson Valley
1272 | Home A in 10958 |  |  | New Hampton | NY | 10958 |  |  | 0 | 0 | 10 | 0 | 0 | 0 | 0 | 0 | 0 | 0 | 0 | 0 | FALSE | KSWF | 2020-11-06 22:25 | 1 |  |  | Residential | Single-family detached |  |  | Orange and Rockland Utilities |  | G - Hudson Valley
1273 | Home A in 12525 |  |  | Gardiner | NY | 12525 |  |  | 0 | 0 | 10 | 0 | 0 | 0 | 0 | 0 | 0 | 0 | 0 | 0 | FALSE | KSWF | 2020-11-06 22:25 | 1 |  |  | Residential | Single-family detached |  |  | Central Hudson Gas and Electric |  | G - Hudson Valley
1274 | Home C in 10567 |  |  | Cortlandt Manor | NY | 10567 |  |  | 0 | 0 | 10 | 0 | 0 | 0 | 0 | 0 | 0 | 0 | 0 | 0 | FALSE | KSWF | 2021-03-05 19:59 | 1 |  |  | Residential | Single-family detached |  |  | Consolidated Edison |  | H - Millwood
1275 | Home D in 10980 |  |  | Stony Point | NY | 10980 |  |  | 0 | 0 | 7.6 | 0 | 0 | 0 | 0 | 0 | 0 | 0 | 0 | 0 | FALSE | KSWF | 2020-11-06 22:27 | 1 |  |  | Residential | Single-family detached |  |  | Orange and Rockland Utilities |  | G - Hudson Valley
1276 | Home C in 11937 |  |  | Amagansett | NY | 11937 |  |  | 0 | 0 | 15 | 0 | 0 | 0 | 0 | 0 | 0 | 0 | 0 | 0 | FALSE | KISP | 2020-11-06 22:27 | 1 |  |  | Residential | Single-family detached |  |  | Long Island Power Authority (PSEG-LI) |  | K - Long Island
1277 | Home B in 11530 |  |  | Garden City | NY | 11530 |  |  | 0 | 0 | 9 | 0 | 0 | 0 | 0 | 0 | 0 | 0 | 0 | 0 | FALSE | KJFK | 2020-11-06 22:27 | 1 |  |  | Residential | Single-family detached |  |  | Long Island Power Authority (PSEG-LI) |  | K - Long Island
1278 | Home B in 11787 |  |  | Smithtown | NY | 11787 |  |  | 0 | 0 | 12 | 0 | 0 | 0 | 0 | 0 | 0 | 0 | 0 | 0 | FALSE | KLGA | 2020-11-06 22:27 | 1 |  |  | Residential | Single-family detached |  |  | Long Island Power Authority (PSEG-LI) |  | K - Long Island
1279 | Home D in 12603 |  |  | Poughkeepsie | NY | 12603 |  |  | 0 | 0 | 10 | 0 | 0 | 0 | 0 | 0 | 0 | 0 | 0 | 0 | FALSE | KPOU | 2020-11-06 22:27 | 1 |  |  | Residential | Single-family detached |  |  | Central Hudson Gas and Electric |  | G - Hudson Valley
1280 | Home B in 12764 |  |  | Narrowsburg | NY | 12764 |  |  | 0 | 0 | 5 | 0 | 0 | 0 | 0 | 0 | 0 | 0 | 0 | 0 | FALSE | KMSV | 2020-11-06 22:27 | 1 |  |  | Residential | Single-family detached |  |  | New York State Electric and Gas |  | E - Mohawk Valley
1281 | Home E in 10990 |  |  | Warwick | NY | 10990 |  |  | 0 | 0 | 10 | 0 | 0 | 0 | 0 | 0 | 0 | 0 | 0 | 0 | FALSE | KSWF | 2020-11-06 22:27 | 1 |  |  | Residential | Single-family detached |  |  | Orange and Rockland Utilities |  | G - Hudson Valley
1282 | Home D in 11791 |  |  | Syosset | NY | 11791 |  |  | 0 | 0 | 6.8 | 0 | 0 | 0 | 0 | 0 | 0 | 0 | 0 | 0 | FALSE | KLGA | 2020-11-06 22:27 | 1 |  |  | Residential | Single-family detached |  |  | Long Island Power Authority (PSEG-LI) |  | K - Long Island
1283 | Home A in 11050 |  |  | Port Washington | NY | 11050 |  |  | 0 | 0 | 5 | 0 | 0 | 0 | 0 | 0 | 0 | 0 | 0 | 0 | FALSE | KJFK | 2020-11-06 22:27 | 1 |  |  | Residential | Single-family detached |  |  | Long Island Power Authority (PSEG-LI) |  | K - Long Island
1284 | Home B in 12018 |  |  | Averill Park | NY | 12018 |  |  | 0 | 0 | 5 | 0 | 0 | 0 | 0 | 0 | 0 | 0 | 0 | 0 | FALSE | KALB | 2020-11-06 22:27 | 1 |  |  | Residential | Single-family detached |  |  | New York State Electric and Gas |  | F - Capital
1285 | Home A in 10977 |  |  | Wesley Hills | NY | 10977 |  |  | 0 | 0 | 15 | 0 | 0 | 0 | 0 | 0 | 0 | 0 | 0 | 0 | FALSE | KHPN | 2020-11-06 22:27 | 1 |  |  | Residential | Single-family detached |  |  | Orange and Rockland Utilities |  | G - Hudson Valley
1286 | Home B in 11709 |  |  | Bayville | NY | 11709 |  |  | 0 | 0 | 4.2 | 0 | 0 | 0 | 0 | 0 | 0 | 0 | 0 | 0 | FALSE | KJFK | 2020-11-06 22:27 | 1 |  |  | Residential | Single-family detached |  |  | Long Island Power Authority (PSEG-LI) |  | K - Long Island
1287 | Home C in 10509 |  |  | Brewster | NY | 10509 |  |  | 0 | 0 | 5 | 0 | 0 | 0 | 0 | 0 | 0 | 0 | 0 | 0 | FALSE | KHPN | 2020-11-06 22:27 | 1 |  |  | Residential | Single-family detached |  |  | New York State Electric and Gas |  | G - Hudson Valley
1288 | Home B in 10598 |  |  | Yorktown Heights | NY | 10598 |  |  | 0 | 0 | 10 | 0 | 0 | 0 | 0 | 0 | 0 | 0 | 0 | 0 | FALSE | KHPN | 2020-11-06 22:28 | 1 |  |  | Residential | Single-family detached |  |  | New York State Electric and Gas |  | H - Millwood
1289 | Home A in 13905 |  |  | Binghamton | NY | 13905 |  |  | 0 | 0 | 15 | 0 | 0 | 0 | 0 | 0 | 0 | 0 | 0 | 0 | FALSE | KBGM | 2020-11-06 22:28 | 1 |  |  | Residential | Single-family detached |  |  | New York State Electric and Gas |  | C - Central
1290 | Home A in 14607 |  |  | Rochester | NY | 14607 |  |  | 0 | 0 | 9.3 | 0 | 0 | 0 | 0 | 0 | 0 | 0 | 0 | 0 | FALSE | KROC | 2020-11-06 22:29 | 1 |  |  | Residential | Single-family detached |  |  | Rochester Gas and Electric |  | B - Genessee
1291 | Home A in 14618 |  |  | Rochester | NY | 14618 |  |  | 0 | 0 | 9.3 | 0 | 0 | 0 | 0 | 0 | 0 | 0 | 0 | 0 | FALSE | KROC | 2020-11-06 22:29 | 1 |  |  | Residential | Single-family detached |  |  | Rochester Gas and Electric |  | B - Genessee
1292 | Home A in 12023 |  |  | West Berne | NY | 12023 |  |  | 0 | 0 | 5 | 0 | 0 | 0 | 0 | 0 | 0 | 0 | 0 | 0 | FALSE | KALB | 2021-04-15 18:53 | 1 |  |  | Residential | Single-family detached |  |  | National Grid - Upstate NY (Niagara Mohawk) |  | F - Capital
1293 | Home A in 12546 |  |  | Millerton | NY | 12546 |  |  | 0 | 0 | 8.4 | 0 | 0 | 0 | 0 | 0 | 0 | 0 | 0 | 0 | FALSE | KPOU | 2020-11-06 22:29 | 1 |  |  | Residential | Single-family detached |  |  | Central Hudson Gas and Electric |  | G - Hudson Valley
1294 | Home A in 12561 |  |  | New Paltz | NY | 12561 |  |  | 0 | 0 | 15 | 0 | 0 | 0 | 0 | 0 | 0 | 0 | 0 | 0 | FALSE | KPOU | 2020-11-06 22:29 | 1 |  |  | Residential | Single-family detached |  |  | Central Hudson Gas and Electric |  | G - Hudson Valley
1295 | Home C in 12484 |  |  | Stone Ridge | NY | 12484 |  |  | 0 | 0 | 5 | 0 | 0 | 0 | 0 | 0 | 0 | 0 | 0 | 0 | FALSE | KPOU | 2020-11-06 22:29 | 1 |  |  | Residential | Single-family detached |  |  | Central Hudson Gas and Electric |  | G - Hudson Valley
1296 | Home A in 12442 |  |  | Hunter | NY | 12442 |  |  | 0 | 0 | 8.8 | 0 | 0 | 0 | 0 | 0 | 0 | 0 | 0 | 0 | FALSE | KPOU | 2020-11-06 22:29 | 1 |  |  | Residential | Single-family detached |  |  | Central Hudson Gas and Electric |  | G - Hudson Valley
1297 | Home B in 12561 |  |  | New Paltz | NY | 12561 |  |  | 0 | 0 | 10 | 0 | 0 | 0 | 0 | 0 | 0 | 0 | 0 | 0 | FALSE | KPOU | 2020-11-06 22:29 | 1 |  |  | Residential | Single-family detached |  |  | Central Hudson Gas and Electric |  | G - Hudson Valley
1298 | Home B in 12428 |  |  | Ellenville | NY | 12428 |  |  | 0 | 0 | 10 | 0 | 0 | 0 | 0 | 0 | 0 | 0 | 0 | 0 | FALSE | KPOU | 2020-11-06 22:29 | 1 |  |  | Residential | Single-family detached |  |  | Central Hudson Gas and Electric |  | G - Hudson Valley
1299 | Home D in 12571 |  |  | Milan | NY | 12571 |  |  | 0 | 0 | 5 | 0 | 0 | 0 | 0 | 0 | 0 | 0 | 0 | 0 | FALSE | KPOU | 2020-11-06 22:29 | 1 |  |  | Residential | Single-family detached |  |  | Central Hudson Gas and Electric |  | G - Hudson Valley
1300 | Home A in 12468 |  |  | Prattsville | NY | 12468 |  |  | 0 | 0 | 5 | 0 | 0 | 0 | 0 | 0 | 0 | 0 | 0 | 0 | FALSE | KALB | 2020-11-06 22:29 | 1 |  |  | Residential | Single-family detached |  |  | Central Hudson Gas and Electric |  | E - Mohawk Valley
1301 | Home A in 10993 |  |  | West Haverstraw | NY | 10993 |  |  | 0 | 0 | 5 | 0 | 0 | 0 | 0 | 0 | 0 | 0 | 0 | 0 | FALSE | KSWF | 2020-11-06 22:29 | 1 |  |  | Residential | Single-family detached |  |  | Orange and Rockland Utilities |  | G - Hudson Valley
1302 | Home A in 10970 |  |  | Pomona | NY | 10970 |  |  | 0 | 0 | 5 | 0 | 0 | 0 | 0 | 0 | 0 | 0 | 0 | 0 | FALSE | KHPN | 2020-11-06 22:29 | 1 |  |  | Residential | Single-family detached |  |  | Orange and Rockland Utilities |  | G - Hudson Valley
1303 | Home H in 10956 |  |  | New City | NY | 10956 |  |  | 0 | 0 | 10 | 0 | 0 | 0 | 0 | 0 | 0 | 0 | 0 | 0 | FALSE | KHPN | 2020-11-06 22:29 | 1 |  |  | Residential | Single-family detached |  |  | Orange and Rockland Utilities |  | G - Hudson Valley
1304 | Home A in 10968 |  |  | Piermont | NY | 10968 |  |  | 0 | 0 | 5 | 0 | 0 | 0 | 0 | 0 | 0 | 0 | 0 | 0 | FALSE | KHPN | 2020-11-06 22:29 | 1 |  |  | Residential | Single-family detached |  |  | Orange and Rockland Utilities |  | G - Hudson Valley
1305 | Home I in 10956 |  |  | New City | NY | 10956 |  |  | 0 | 0 | 10 | 0 | 0 | 0 | 0 | 0 | 0 | 0 | 0 | 0 | FALSE | KHPN | 2020-11-06 22:29 | 1 |  |  | Residential | Single-family detached |  |  | Orange and Rockland Utilities |  | G - Hudson Valley
1306 | Home B in 10530 |  |  | Hartsdale | NY | 10530 |  |  | 0 | 0 | 10 | 0 | 0 | 0 | 0 | 0 | 0 | 0 | 0 | 0 | FALSE | KHPN | 2020-11-06 22:30 | 1 |  |  | Residential | Single-family detached |  |  | Consolidated Edison |  | I - Dunwoodie
1307 | Home B in 10504 |  |  | Armonk | NY | 10504 |  |  | 0 | 0 | 5 | 0 | 0 | 0 | 0 | 0 | 0 | 0 | 0 | 0 | FALSE | KHPN | 2020-11-06 22:30 | 1 |  |  | Residential | Single-family detached |  |  | Consolidated Edison |  | I - Dunwoodie
1308 | Home C in 10583 |  |  | Scarsdale | NY | 10583 |  |  | 0 | 0 | 10 | 0 | 0 | 0 | 0 | 0 | 0 | 0 | 0 | 0 | FALSE | KHPN | 2020-11-06 22:30 | 1 |  |  | Residential | Single-family detached |  |  | Consolidated Edison |  | I - Dunwoodie
1309 | Home B in 11762 |  |  | Massapequa Park | NY | 11762 |  |  | 0 | 0 | 11.8 | 0 | 0 | 0 | 0 | 0 | 0 | 0 | 0 | 0 | FALSE | KLGA | 2020-11-06 22:30 | 1 |  |  | Residential | Single-family detached |  |  | Long Island Power Authority (PSEG-LI) |  | K - Long Island
1310 | Home A in 11724 |  |  | Cold Spring Harbor | NY | 11724 |  |  | 0 | 0 | 15.12 | 0 | 0 | 0 | 0 | 0 | 0 | 0 | 0 | 0 | FALSE | KLGA | 2020-11-06 22:30 | 1 |  |  | Residential | Single-family detached |  |  | Long Island Power Authority (PSEG-LI) |  | K - Long Island
1311 | Home B in 11746 |  |  | Dix Hills | NY | 11746 |  |  | 0 | 0 | 3.8 | 0 | 0 | 0 | 0 | 0 | 0 | 0 | 0 | 0 | FALSE | KLGA | 2020-11-06 22:30 | 1 |  |  | Residential | Single-family detached |  |  | Long Island Power Authority (PSEG-LI) |  | K - Long Island
1312 | Home B in 11754 |  |  | Kings Park | NY | 11754 |  |  | 0 | 0 | 15.2 | 0 | 0 | 0 | 0 | 0 | 0 | 0 | 0 | 0 | FALSE | KLGA | 2020-11-06 22:30 | 1 |  |  | Residential | Single-family detached |  |  | Long Island Power Authority (PSEG-LI) |  | K - Long Island
1313 | Home A in 11788 |  |  | Hauppauge | NY | 11788 |  |  | 0 | 0 | 7.6 | 0 | 0 | 0 | 0 | 0 | 0 | 0 | 0 | 0 | FALSE | KLGA | 2020-11-06 22:30 | 1 |  |  | Residential | Single-family detached |  |  | Long Island Power Authority (PSEG-LI) |  | K - Long Island
1314 | Home B in 12065 |  |  | Clifton Park | NY | 12065 |  |  | 0 | 0 | 10 | 0 | 0 | 0 | 0 | 0 | 0 | 0 | 0 | 0 | FALSE | KALB | 2020-11-06 22:31 | 1 |  |  | Residential | Single-family detached |  |  | National Grid - Upstate NY (Niagara Mohawk) |  | F - Capital
1315 | Grand Island Solar B | 126 Industrial Drive |  | Grand Island | NY | 10926 |  |  | 820 | 0 | 0 | 0 | 0 | 0 | 0 | 0 | 0 | 0 | 0 | 0 | FALSE | KALB | 2021-03-05 18:48 | 1 |  |  | Offsite Resource | Solar Farm |  |  | National Grid - Upstate NY (Niagara Mohawk) |  | A - West
1316 | Saratoga Solar, LLC | 860 Murray Road |  | Middle Grove | NY | 12850 |  |  | 6272 | 0 | 0 | 0 | 0 | 0 | 0 | 0 | 0 | 0 | 0 | 0 | FALSE | KALB | 2020-03-10 15:52 | 1 |  |  | Offsite Resource | Solar Farm |  |  | National Grid - Upstate NY (Niagara Mohawk) |  | F - Capital
1317 | 555 West 23rd St | 555 West 23rd St |  | New York | NY | 10011 |  |  | 200 | 1226 | 0 | 0 | 0 | 0 | 0 | 0 | 0 | 0 | 0 | 0 | TRUE | KLGA | 2020-03-11 15:54 | 1 |  |  | Residential | Multifamily |  |  | Consolidated Edison | Consolidated Edison | J - New York City
1318 | Howell Solar | 2327 Mt Hope Road |  | Middletown | NY | 10940 |  |  | 3003 | 0 | 0 | 0 | 0 | 0 | 0 | 0 | 0 | 0 | 0 | 0 | FALSE | KSWF | 2020-03-11 16:13 | 1 |  |  | Offsite Resource | Solar Farm |  |  | Orange and Rockland Utilities |  | G - Hudson Valley
1319 | Borrego Solar Systems, Inc - Airport Rd. | 6140 Route 209 |  | Accord | NY | 12404 |  |  | 5570.37 | 0 | 0 | 0 | 0 | 0 | 0 | 0 | 0 | 0 | 0 | 0 | FALSE | KPOU | 2020-03-30 12:01 | 1 |  |  | Offsite Resource | Solar Farm |  |  | Central Hudson Gas and Electric |  | G - Hudson Valley
1320 | Borrego Solar Systems, Inc - Route 209 | Airport Road |  | Rochester | NY | 12404 |  |  | 5580.9 | 0 | 0 | 0 | 0 | 0 | 0 | 0 | 0 | 0 | 0 | 0 | FALSE | KPOU | 2020-03-30 12:01 | 1 |  |  | Offsite Resource | Solar Farm |  |  | Central Hudson Gas and Electric |  | G - Hudson Valley
1321 | Village of Saint Johnsville | 16 Williams Street |  | St. Johnsville | NY | 13452 |  |  | 731.25 | 0 | 0 | 0 | 0 | 0 | 0 | 0 | 0 | 0 | 0 | 0 | FALSE | KALB | 2020-03-16 03:04 | 1 |  |  | Offsite Resource | Solar Farm |  |  | National Grid - Upstate NY (Niagara Mohawk) |  | F - Capital
1322 | Amherst | 401 E 74th St |  | New York | NY | 10021 |  |  | 250 | 1560 | 0 | 0 | 0 | 0 | 0 | 0 | 0 | 0 | 0 | 0 | FALSE | KLGA | 2020-03-16 19:36 | 1 |  |  | Residential | Multifamily |  |  | Consolidated Edison | Consolidated Edison | J - New York City
1323 | Thomann Asphalt & Paving | 56 Gunnville Rd |  | Lancaster | NY | 14086 |  |  | 0 | 0 | 58 | 129 | 0 | 0 | 0 | 0 | 0 | 0 | 0 | 0 | FALSE | KBUF | 2020-09-08 14:28 | 1 |  |  | Office | Contractor's Office |  |  | New York State Electric and Gas |  | A - West
1324 | Fordham University Walsh Library | 441 E Fordham Rd |  | The Bronx | NY | 10458 |  |  | 262.5 | 0 | 0 | 0 | 0 | 0 | 0 | 0 | 0 | 0 | 0 | 0 | FALSE | KLGA | 2020-07-29 19:39 | 1 |  |  | Education | College or University |  |  | Consolidated Edison | Consolidated Edison | J - New York City
1325 | Facility A in zip code 10604 |  |  | West Harrison | NY | 10604 |  |  | 0 | 0 | 375 | 0 | 0 | 0 | 0 | 0 | 0 | 0 | 0 | 0 | FALSE | KHPN | 2020-11-06 22:31 | 1 | [6 empty] | Consolidated Edison |  | I - Dunwoodie
1326 | Facility A in zip code 14850 |  |  | Ithaca | NY | 14850 |  |  | 0 | 0 | 195 | 0 | 0 | 0 | 0 | 0 | 0 | 0 | 0 | 0 | FALSE | KITH | 2020-11-06 22:32 | 1 | [6 empty] | New York State Electric and Gas |  | C - Central
1327 | Facility B in zip code 14850 |  |  | Ithaca | NY | 14850 |  |  | 0 | 0 | 455 | 0 | 0 | 0 | 0 | 0 | 0 | 0 | 0 | 0 | FALSE | KITH | 2020-11-06 22:32 | 1 | [6 empty] | New York State Electric and Gas |  | C - Central
1328 | Facility A in zip code 10471 |  |  | Bronx | NY | 10471 |  |  | 0 | 0 | 133 | 0 | 0 | 0 | 0 | 0 | 0 | 0 | 0 | 0 | FALSE | KLGA | 2020-11-06 22:32 | 1 | [6 empty] | Consolidated Edison |  | J - New York City
1329 | Facility A in zip code 13041 |  |  | Clay | NY | 13041 |  |  | 0 | 0 | 150 | 0 | 0 | 0 | 0 | 0 | 0 | 0 | 0 | 0 | FALSE | KSYR | 2020-11-06 22:32 | 1 | [6 empty] | National Grid - Upstate NY (Niagara Mohawk) |  | C - Central
1330 | Facility A in zip code 13039 |  |  | Cicero | NY | 13039 |  |  | 0 | 0 | 150 | 0 | 0 | 0 | 0 | 0 | 0 | 0 | 0 | 0 | FALSE | KSYR | 2020-11-06 22:32 | 1 | [6 empty] | National Grid - Upstate NY (Niagara Mohawk) |  | C - Central
1331 | Facility A in zip code 12304 |  |  | Schenectady | NY | 12304 |  |  | 0 | 0 | 150 | 0 | 0 | 0 | 0 | 0 | 0 | 0 | 0 | 0 | FALSE | KSCH | 2020-11-06 22:32 | 1 | [6 empty] | National Grid - Upstate NY (Niagara Mohawk) |  | F - Capital
1332 | Facility A in zip code 12205 |  |  | Albany | NY | 12205 |  |  | 0 | 0 | 150 | 0 | 0 | 0 | 0 | 0 | 0 | 0 | 0 | 0 | FALSE | KALB | 2020-11-06 22:32 | 1 | [6 empty] | National Grid - Upstate NY (Niagara Mohawk) |  | F - Capital
1333 | Facility A in zip code 13031 |  |  | Camillus | NY | 13031 |  |  | 0 | 0 | 150 | 0 | 0 | 0 | 0 | 0 | 0 | 0 | 0 | 0 | FALSE | KSYR | 2020-11-06 22:32 | 1 | [6 empty] | National Grid - Upstate NY (Niagara Mohawk) |  | C - Central
1334 | Facility A in zip code 12144 |  |  | Rensselaer | NY | 12144 |  |  | 0 | 0 | 150 | 0 | 0 | 0 | 0 | 0 | 0 | 0 | 0 | 0 | FALSE | KALB | 2020-11-06 22:32 | 1 | [6 empty] | National Grid - Upstate NY (Niagara Mohawk) |  | F - Capital
1335 | Facility A in zip code 13413 |  |  | New Hartford | NY | 13413 |  |  | 0 | 0 | 150 | 0 | 0 | 0 | 0 | 0 | 0 | 0 | 0 | 0 | FALSE | KRME | 2020-11-06 22:32 | 1 | [6 empty] | National Grid - Upstate NY (Niagara Mohawk) |  | E - Mohawk Valley
1336 | Facility B in zip code 12205 |  |  | Albany | NY | 12205 |  |  | 0 | 0 | 150 | 0 | 0 | 0 | 0 | 0 | 0 | 0 | 0 | 0 | FALSE | KALB | 2020-11-06 22:32 | 1 | [6 empty] | National Grid - Upstate NY (Niagara Mohawk) |  | F - Capital
1337 | Facility A in zip code 13057 |  |  | East Syracuse | NY | 13057 |  |  | 0 | 0 | 150 | 0 | 0 | 0 | 0 | 0 | 0 | 0 | 0 | 0 | FALSE | KSYR | 2020-11-06 22:32 | 1 | [6 empty] | National Grid - Upstate NY (Niagara Mohawk) |  | C - Central
1340 | Westerlo A | 77 Co Rd 405 |  | S Westerlo | NY | 12083 |  |  | 2794.5 | 0 | 0 | 0 | 0 | 0 | 0 | 0 | 0 | 0 | 0 | 0 | FALSE | KALB | 2021-03-05 18:50 | 1 |  |  | Offsite Resource | Solar Farm |  |  | Central Hudson Gas and Electric |  | G - Hudson Valley
1341 | 5530 58th Street LLC | 55-30 58th Street |  | Maspeth | NY | 11378 |  |  | 918.72 | 0 | 0 | 0 | 0 | 0 | 0 | 0 | 0 | 0 | 0 | 0 | FALSE | KLGA | 2020-03-23 18:29 | 1 |  |  | Offsite Resource | Solar Farm |  |  | Consolidated Edison |  | J - New York City
1342 | Delaware River Solar, LLC Dryden Road | 210 Ferguson Rd |  | Dryden | NY | 13053 |  |  | 1738.8 | 0 | 0 | 0 | 0 | 0 | 0 | 0 | 0 | 0 | 0 | 0 | FALSE | KITH | 2020-03-24 14:57 | 1 |  |  | Offsite Resource | Solar Farm |  |  | New York State Electric and Gas |  | C - Central
1343 | Citizens Chenango Solar | 400 W Chenango Rd |  | Castle Creek | NY | 13744 |  |  | 6143 | 0 | 0 | 0 | 0 | 0 | 0 | 0 | 0 | 0 | 0 | 0 | FALSE | KBGM | 2020-03-25 15:26 | 1 |  |  | Offsite Resource | Solar Farm |  |  | New York State Electric and Gas |  | C - Central
1344 | Solitude Solar LLC - NY-26 | 11057 NY-26 |  | Carthage | NY | 13619 |  |  | 7236 | 0 | 0 | 0 | 0 | 0 | 0 | 0 | 0 | 0 | 0 | 0 | FALSE | KART | 2020-03-25 15:26 | 1 |  |  | Offsite Resource | Solar Farm |  |  | National Grid - Upstate NY (Niagara Mohawk) |  | E - Mohawk Valley
1345 | Livingston 4 Solar | 4572 Caledonia Avon Rd |  | Caledonia | NY | 14423 |  |  | 2771.82 | 0 | 0 | 0 | 0 | 0 | 0 | 0 | 0 | 0 | 0 | 0 | FALSE | KROC | 2020-03-30 11:50 | 1 |  |  | Offsite Resource | Solar Farm |  |  | National Grid - Upstate NY (Niagara Mohawk) |  | A - West
1346 | Town of Tonawanda | 797 East Park Road |  | Tonawanda | NY | 14150 |  |  | 2604.16 | 0 | 0 | 0 | 0 | 0 | 0 | 0 | 0 | 0 | 0 | 0 | FALSE | KSYR | 2020-03-30 16:56 | 1 |  |  | Utilities Water and Waste Management | Landfill |  |  | National Grid - Upstate NY (Niagara Mohawk) |  | A - West
1348 | Home A in 12197 |  |  | Worcester | NY | 12197 |  |  | 0 | 0 | 5 | 0 | 0 | 0 | 0 | 0 | 0 | 0 | 0 | 0 | FALSE | KALB | 2020-11-06 22:33 | 1 |  |  | Residential | Single-family detached |  |  | National Grid - Upstate NY (Niagara Mohawk) |  | F - Capital
1349 | Home C in 12018 |  |  | Averill Park | NY | 12018 |  |  | 0 | 0 | 13 | 0 | 0 | 0 | 0 | 0 | 0 | 0 | 0 | 0 | FALSE | KALB | 2020-11-06 22:33 | 1 |  |  | Residential | Single-family detached |  |  | National Grid - Upstate NY (Niagara Mohawk) |  | F - Capital
1350 | Home A in 12306 |  |  | Schenectady | NY | 12306 |  |  | 0 | 0 | 27 | 0 | 0 | 0 | 0 | 0 | 0 | 0 | 0 | 0 | FALSE | KSCH | 2020-11-06 22:34 | 1 |  |  | Residential | Single-family detached |  |  | National Grid - Upstate NY (Niagara Mohawk) |  | F - Capital
1351 | Home A in 12308 |  |  | Schenectady | NY | 12308 |  |  | 0 | 0 | 13.5 | 0 | 0 | 0 | 0 | 0 | 0 | 0 | 0 | 0 | FALSE | KSCH | 2020-11-06 22:34 | 1 |  |  | Residential | Single-family detached |  |  | National Grid - Upstate NY (Niagara Mohawk) |  | F - Capital
1352 | Home A in 12020 |  |  | Ballston Spa | NY | 12020 |  |  | 0 | 0 | 13.5 | 0 | 0 | 0 | 0 | 0 | 0 | 0 | 0 | 0 | FALSE | KSCH | 2020-11-06 22:34 | 1 |  |  | Residential | Single-family detached |  |  | National Grid - Upstate NY (Niagara Mohawk) |  | F - Capital
1353 | Home A in 12816 |  |  | Cambridge | NY | 12816 |  |  | 0 | 0 | 10 | 0 | 0 | 0 | 0 | 0 | 0 | 0 | 0 | 0 | FALSE | KGFL | 2020-11-06 22:34 | 1 |  |  | Residential | Single-family detached |  |  | National Grid - Upstate NY (Niagara Mohawk) |  | F - Capital
1354 | Home A in 12047 |  |  | Cohoes | NY | 12047 |  |  | 0 | 0 | 13.5 | 0 | 0 | 0 | 0 | 0 | 0 | 0 | 0 | 0 | FALSE | KALB | 2020-11-06 22:34 | 1 |  |  | Residential | Single-family detached |  |  | National Grid - Upstate NY (Niagara Mohawk) |  | F - Capital
1355 | Home A in 12177 |  |  | Tribes Hill | NY | 12177 |  |  | 0 | 0 | 5 | 0 | 0 | 0 | 0 | 0 | 0 | 0 | 0 | 0 | FALSE | KSCH | 2020-11-06 22:34 | 1 |  |  | Residential | Single-family detached |  |  | National Grid - Upstate NY (Niagara Mohawk) |  | F - Capital
1356 | Home A in 12078 |  |  | Gloversville | NY | 12078 |  |  | 0 | 0 | 5 | 0 | 0 | 0 | 0 | 0 | 0 | 0 | 0 | 0 | FALSE | KSCH | 2020-11-06 22:34 | 1 |  |  | Residential | Single-family detached |  |  | National Grid - Upstate NY (Niagara Mohawk) |  | F - Capital
1357 | Home B in 12309 |  |  | Schenectady | NY | 12309 |  |  | 0 | 0 | 5 | 0 | 0 | 0 | 0 | 0 | 0 | 0 | 0 | 0 | FALSE | KSCH | 2020-11-06 22:34 | 1 |  |  | Residential | Single-family detached |  |  | National Grid - Upstate NY (Niagara Mohawk) |  | F - Capital
1358 | Home A in 12056 |  |  | Duanesburg | NY | 12056 |  |  | 0 | 0 | 5 | 0 | 0 | 0 | 0 | 0 | 0 | 0 | 0 | 0 | FALSE | KSCH | 2020-11-06 22:34 | 1 |  |  | Residential | Single-family detached |  |  | National Grid - Upstate NY (Niagara Mohawk) |  | F - Capital
1359 | Home A in 14420 |  |  | Brockport | NY | 14420 |  |  | 0 | 0 | 5 | 0 | 0 | 0 | 0 | 0 | 0 | 0 | 0 | 0 | FALSE | KROC | 2020-11-06 22:34 | 1 |  |  | Residential | Single-family detached |  |  | National Grid - Upstate NY (Niagara Mohawk) |  | B - Genessee
1360 | Home A in 12156 |  |  | Schodack Landing | NY | 12156 |  |  | 0 | 0 | 5 | 0 | 0 | 0 | 0 | 0 | 0 | 0 | 0 | 0 | FALSE | KALB | 2020-11-06 22:35 | 1 |  |  | Residential | Single-family detached |  |  | National Grid - Upstate NY (Niagara Mohawk) |  | F - Capital
1361 | Home A in 13122 |  |  | New Woodstock | NY | 13122 |  |  | 0 | 0 | 12.6 | 0 | 0 | 0 | 0 | 0 | 0 | 0 | 0 | 0 | FALSE | KSYR | 2020-11-06 22:35 | 1 |  |  | Residential | Single-family detached |  |  | National Grid - Upstate NY (Niagara Mohawk) |  | E - Mohawk Valley
1362 | Home B in 12866 |  |  | Saratoga Springs | NY | 12866 |  |  | 0 | 0 | 9.3 | 0 | 0 | 0 | 0 | 0 | 0 | 0 | 0 | 0 | FALSE | KSCH | 2020-11-06 22:35 | 1 |  |  | Residential | Single-family detached |  |  | National Grid - Upstate NY (Niagara Mohawk) |  | F - Capital
1363 | Home B in 12110 |  |  | Latham | NY | 12110 |  |  | 0 | 0 | 9.3 | 0 | 0 | 0 | 0 | 0 | 0 | 0 | 0 | 0 | FALSE | KALB | 2020-11-06 22:35 | 1 |  |  | Residential | Single-family detached |  |  | National Grid - Upstate NY (Niagara Mohawk) |  | F - Capital
1364 | Home B in 12020 |  |  | Ballston Spa | NY | 12020 |  |  | 0 | 0 | 10 | 0 | 0 | 0 | 0 | 0 | 0 | 0 | 0 | 0 | FALSE | KSCH | 2020-11-06 22:35 | 1 |  |  | Residential | Single-family detached |  |  | National Grid - Upstate NY (Niagara Mohawk) |  | F - Capital
1365 | Home C in 12866 |  |  | Saratoga Springs | NY | 12866 |  |  | 0 | 0 | 9.3 | 0 | 0 | 0 | 0 | 0 | 0 | 0 | 0 | 0 | FALSE | KSCH | 2020-11-06 22:35 | 1 |  |  | Residential | Single-family detached |  |  | National Grid - Upstate NY (Niagara Mohawk) |  | F - Capital
1366 | Home A in 12859 |  |  | Porter Corners | NY | 12859 |  |  | 0 | 0 | 9.3 | 0 | 0 | 0 | 0 | 0 | 0 | 0 | 0 | 0 | FALSE | KGFL | 2020-11-06 22:36 | 1 |  |  | Residential | Single-family detached |  |  | National Grid - Upstate NY (Niagara Mohawk) |  | F - Capital
1367 | Home A in 12054 |  |  | Delmar | NY | 12054 |  |  | 0 | 0 | 27 | 0 | 0 | 0 | 0 | 0 | 0 | 0 | 0 | 0 | FALSE | KALB | 2020-11-06 22:36 | 1 |  |  | Residential | Single-family detached |  |  | National Grid - Upstate NY (Niagara Mohawk) |  | F - Capital
1368 | Home A in 12309 |  |  | Schenectady | NY | 12309 |  |  | 0 | 0 | 9.3 | 0 | 0 | 0 | 0 | 0 | 0 | 0 | 0 | 0 | FALSE | KSCH | 2020-11-06 22:36 | 1 |  |  | Residential | Single-family detached |  |  | National Grid - Upstate NY (Niagara Mohawk) |  | F - Capital
1369 | Home A in 13368 |  |  | Lyons Falls | NY | 13368 |  |  | 0 | 0 | 30 | 0 | 0 | 0 | 0 | 0 | 0 | 0 | 0 | 0 | FALSE | KRME | 2020-11-06 22:36 | 1 |  |  | Residential | Single-family detached |  |  | National Grid - Upstate NY (Niagara Mohawk) |  | E - Mohawk Valley
1370 | Home A in 13612 |  |  | Black River | NY | 13612 |  |  | 0 | 0 | 8 | 0 | 0 | 0 | 0 | 0 | 0 | 0 | 0 | 0 | FALSE | KART | 2020-11-06 22:36 | 1 |  |  | Residential | Single-family detached |  |  | National Grid - Upstate NY (Niagara Mohawk) |  | E - Mohawk Valley
1371 | Home D in 12866 |  |  | Saratoga Springs | NY | 12866 |  |  | 0 | 0 | 5 | 0 | 0 | 0 | 0 | 0 | 0 | 0 | 0 | 0 | FALSE | KSCH | 2020-11-06 22:36 | 1 |  |  | Residential | Single-family detached |  |  | National Grid - Upstate NY (Niagara Mohawk) |  | F - Capital
1372 | Home B in 12023 |  |  | Berne | NY | 12023 |  |  | 0 | 0 | 5 | 0 | 0 | 0 | 0 | 0 | 0 | 0 | 0 | 0 | FALSE | KALB | 2020-11-06 22:36 | 1 |  |  | Residential | Single-family detached |  |  | National Grid - Upstate NY (Niagara Mohawk) |  | F - Capital
1373 | Home A in 12053 |  |  | Delanson | NY | 12053 |  |  | 0 | 0 | 28.8 | 0 | 0 | 0 | 0 | 0 | 0 | 0 | 0 | 0 | FALSE | KSCH | 2020-11-06 22:37 | 1 |  |  | Residential | Single-family detached |  |  | National Grid - Upstate NY (Niagara Mohawk) |  | F - Capital
1374 | Home B in 12047 |  |  | Cohoes | NY | 12047 |  |  | 0 | 0 | 10 | 0 | 0 | 0 | 0 | 0 | 0 | 0 | 0 | 0 | FALSE | KALB | 2020-11-06 22:37 | 1 |  |  | Residential | Single-family detached |  |  | National Grid - Upstate NY (Niagara Mohawk) |  | F - Capital
1375 | Home A in 12804 |  |  | Queensbury | NY | 12804 |  |  | 0 | 0 | 9 | 0 | 0 | 0 | 0 | 0 | 0 | 0 | 0 | 0 | FALSE | KGFL | 2020-11-06 22:37 | 1 |  |  | Residential | Single-family detached |  |  | National Grid - Upstate NY (Niagara Mohawk) |  | F - Capital
1376 | Home A in 13478 |  |  | Verona | NY | 13478 |  |  | 0 | 0 | 10 | 0 | 0 | 0 | 0 | 0 | 0 | 0 | 0 | 0 | FALSE | KRME | 2020-11-06 22:37 | 1 |  |  | Residential | Single-family detached |  |  | National Grid - Upstate NY (Niagara Mohawk) |  | E - Mohawk Valley
1377 | Home B in 12590 |  |  | Wappingers Falls | NY | 12590 |  |  | 0 | 0 | 20 | 0 | 0 | 0 | 0 | 0 | 0 | 0 | 0 | 0 | FALSE | KPOU | 2020-11-06 22:37 | 1 |  |  | Residential | Single-family detached |  |  | Central Hudson Gas and Electric |  | G - Hudson Valley
1378 | Home D in 12533 |  |  | Hopewell Junction | NY | 12533 |  |  | 0 | 0 | 5 | 0 | 0 | 0 | 0 | 0 | 0 | 0 | 0 | 0 | FALSE | KPOU | 2020-11-06 22:37 | 1 |  |  | Residential | Single-family detached |  |  | Central Hudson Gas and Electric |  | G - Hudson Valley
1379 | Home B in 10567 |  |  | Cortlandt Manor | NY | 10567 |  |  | 0 | 0 | 27 | 0 | 0 | 0 | 0 | 0 | 0 | 0 | 0 | 0 | FALSE | KHPN | 2020-11-06 22:37 | 1 |  |  | Residential | Single-family detached |  |  | Consolidated Edison |  | H - Millwood
1380 | Home C in 10703 |  |  | Yonkers | NY | 10703 |  |  | 0 | 0 | 8.7 | 0 | 0 | 0 | 0 | 0 | 0 | 0 | 0 | 0 | FALSE | KLGA | 2020-11-06 22:37 | 1 |  |  | Residential | Single-family detached |  |  | Consolidated Edison |  | I - Dunwoodie
1381 | Home A in 10595 |  |  | Valhalla | NY | 10595 |  |  | 0 | 0 | 10 | 0 | 0 | 0 | 0 | 0 | 0 | 0 | 0 | 0 | FALSE | KHPN | 2020-11-06 22:37 | 1 |  |  | Residential | Single-family detached |  |  | Consolidated Edison |  | I - Dunwoodie
1382 | Home A in 10901 |  |  | Suffern | NY | 10901 |  |  | 0 | 0 | 10 | 0 | 0 | 0 | 0 | 0 | 0 | 0 | 0 | 0 | FALSE | KHPN | 2020-11-06 22:37 | 1 |  |  | Residential | Single-family detached |  |  | Orange and Rockland Utilities |  | G - Hudson Valley
1383 | Home J in 10956 |  |  | New City | NY | 10956 |  |  | 0 | 0 | 7.6 | 0 | 0 | 0 | 0 | 0 | 0 | 0 | 0 | 0 | FALSE | KHPN | 2020-11-06 22:37 | 1 |  |  | Residential | Single-family detached |  |  | Orange and Rockland Utilities |  | G - Hudson Valley
1384 | Home A in 11935 |  |  | Cutchogue | NY | 11935 |  |  | 0 | 0 | 8 | 0 | 0 | 0 | 0 | 0 | 0 | 0 | 0 | 0 | FALSE | KISP | 2020-11-06 22:37 | 1 |  |  | Residential | Single-family detached |  |  | Long Island Power Authority (PSEG-LI) |  | K - Long Island
1385 | Home B in 11030 |  |  | Manhasset | NY | 11030 |  |  | 0 | 0 | 11 | 0 | 0 | 0 | 0 | 0 | 0 | 0 | 0 | 0 | FALSE | KJFK | 2020-11-06 22:38 | 1 |  |  | Residential | Single-family detached |  |  | Long Island Power Authority (PSEG-LI) |  | K - Long Island
1386 | Home A in 11731 |  |  | East Northport | NY | 11731 |  |  | 0 | 0 | 13.8 | 0 | 0 | 0 | 0 | 0 | 0 | 0 | 0 | 0 | FALSE | KISP | 2020-11-06 22:38 | 1 |  |  | Residential | Single-family detached |  |  | Long Island Power Authority (PSEG-LI) |  | K - Long Island
1387 | Home A in 11756 |  |  | Levittown | NY | 11756 |  |  | 0 | 0 | 10 | 0 | 0 | 0 | 0 | 0 | 0 | 0 | 0 | 0 | FALSE | KJFK | 2020-11-06 22:38 | 1 |  |  | Residential | Single-family detached |  |  | Long Island Power Authority (PSEG-LI) |  | K - Long Island
1388 | Home B in 11963 |  |  | Sag Harbor | NY | 11963 |  |  | 0 | 0 | 9.73 | 0 | 0 | 0 | 0 | 0 | 0 | 0 | 0 | 0 | FALSE | KISP | 2020-11-06 22:38 | 1 |  |  | Residential | Single-family detached |  |  | Long Island Power Authority (PSEG-LI) |  | K - Long Island
1389 | Hope Solar Farm LLC | 575 Garfield Rd |  | Troy | NY | 12180 |  |  | 2901 | 0 | 0 | 0 | 0 | 0 | 0 | 0 | 0 | 0 | 0 | 0 | FALSE | KALB | 2020-10-15 15:27 | 1 |  |  | Offsite Resource | Solar Farm |  |  | National Grid - Upstate NY (Niagara Mohawk) |  | F - Capital
1390 | 2425 Nostrand Ave. | 2425 Nostrand Ave |  | Brooklyn | NY | 11210 |  |  | 70 | 408.24 | 0 | 0 | 0 | 0 | 0 | 0 | 0 | 0 | 0 | 0 | FALSE | KJFK | 2021-06-29 14:58 | 1 |  |  | Residential | Multifamily |  |  | Consolidated Edison | National Grid - NYC (Brooklyn Union) | J - New York City
1391 | APR Walden Solar 1, LLC | 2298 Albany Post Road |  | Walden | NY | 12549 |  |  | 5054.4 | 0 | 0 | 0 | 0 | 0 | 0 | 0 | 0 | 0 | 0 | 0 | FALSE | KLGA | 2020-04-24 21:55 | 1 |  |  | Offsite Resource | Solar Farm |  |  | New York State Electric and Gas |  | G - Hudson Valley
1392 | Solar Farms New York - Middlesex Community Solar Farm | 4450 Townline Road |  | Rushville | NY | 14544 |  |  | 5459.72 | 0 | 0 | 0 | 0 | 0 | 0 | 0 | 0 | 0 | 0 | 0 | FALSE | KROC | 2020-04-24 20:29 | 1 |  |  | Offsite Resource | Solar Farm |  |  | New York State Electric and Gas |  | B - Genessee
1393 | City of Cortland WWTP | 251 Port Watson St |  | Cortland | NY | 13045 |  |  | 500 | 0 | 0 | 0 | 0 | 0 | 0 | 0 | 0 | 0 | 0 | 0 | FALSE | KITH | 2020-05-01 11:56 | 1 |  | http://www.cortlandwastewater.org/ | Utilities Water and Waste Management | Wastewater Treatment Plant |  |  | National Grid - Upstate NY (Niagara Mohawk) | New York State Electric and Gas | C - Central
1394 | Borrego Solar Systems | 6844 Route 32 |  | Greenville | NY | 12083 |  |  | 13991.68 | 0 | 0 | 0 | 0 | 0 | 0 | 0 | 0 | 0 | 0 | 0 | FALSE | KALB | 2020-05-06 21:18 | 1 |  |  | Offsite Resource | Solar Farm |  |  | Central Hudson Gas and Electric |  | G - Hudson Valley
1395 | Home A in 10548 |  |  | Montrose | NY | 10548 |  |  | 0 | 0 | 10 | 0 | 0 | 0 | 0 | 0 | 0 | 0 | 0 | 0 | FALSE | KHPN | 2020-11-06 22:39 | 1 |  |  | Residential | Single-family detached |  |  | Consolidated Edison |  | H - Millwood
1396 | Home C in 10804 |  |  | New Rochelle | NY | 10804 |  |  | 0 | 0 | 10 | 0 | 0 | 0 | 0 | 0 | 0 | 0 | 0 | 0 | FALSE | KHPN | 2020-11-06 22:39 | 1 |  |  | Residential | Single-family detached |  |  | Consolidated Edison |  | I - Dunwoodie
1397 | Extended Stay America - White Plains - Elmsford | 118 W Main St |  | Elmsford | NY | 10523 |  |  | 0 | 0 | 18 | 36 | 0 | 0 | 0 | 0 | 0 | 0 | 0 | 0 | FALSE | KHPN | 2020-05-12 17:50 | 1 | ESA Elmsford |  | Lodging | Hotel |  | 136 | Consolidated Edison |  | I - Dunwoodie
1398 | Home C in 10950 |  |  | Monroe | NY | 10950 |  |  | 0 | 0 | 7.6 | 0 | 0 | 0 | 0 | 0 | 0 | 0 | 0 | 0 | FALSE | KSWF | 2020-11-06 22:39 | 1 |  |  | Residential | Single-family detached |  |  | Rochester Gas and Electric |  | B - Genessee
1399 | Home C in 10598 |  |  | Yorktown Heights | NY | 10598 |  |  | 0 | 0 | 5 | 0 | 0 | 0 | 0 | 0 | 0 | 0 | 0 | 0 | FALSE | KHPN | 2020-11-06 22:39 | 1 |  |  | Residential | Single-family detached |  |  | Consolidated Edison |  | H - Millwood
1400 | Home A in 14526 |  |  | Penfield | NY | 14526 |  |  | 0 | 0 | 8 | 0 | 0 | 0 | 0 | 0 | 0 | 0 | 0 | 0 | FALSE | KROC | 2020-11-06 22:39 | 1 |  |  | Residential | Single-family detached |  |  | Rochester Gas and Electric |  | H - Millwood
1401 | Home E in 12553 |  |  | New Windsor | NY | 12553 |  |  | 0 | 0 | 20 | 0 | 0 | 0 | 0 | 0 | 0 | 0 | 0 | 0 | FALSE | KSWF | 2020-11-06 22:39 | 1 |  |  | Residential | Single-family detached |  |  | Central Hudson Gas and Electric |  | G - Hudson Valley
1402 | Home B in 10520 |  |  | Croton-On-Hudson | NY | 10520 |  |  | 0 | 0 | 10 | 0 | 0 | 0 | 0 | 0 | 0 | 0 | 0 | 0 | FALSE | KHPN | 2020-11-06 22:39 | 1 |  |  | Residential | Single-family detached |  |  | Consolidated Edison |  | H - Millwood
1403 | Home B in 10576 |  |  | Pound Ridge | NY | 10576 |  |  | 0 | 0 | 15 | 0 | 0 | 0 | 0 | 0 | 0 | 0 | 0 | 0 | FALSE | KHPN | 2020-11-06 22:39 | 1 |  |  | Residential | Single-family detached |  |  | New York State Electric and Gas |  | F - Capital
1404 | Mount Hope Solar 2 (West) | 47 Pierson Hill Road Site B |  | Middletown | NY | 10940 |  |  | 2772.9 | 0 | 0 | 0 | 0 | 0 | 0 | 0 | 0 | 0 | 0 | 0 | FALSE | KSWF | 2020-05-05 19:54 | 1 |  |  | Offsite Resource | Solar Farm |  |  | Orange and Rockland Utilities |  | G - Hudson Valley
1405 | GE Solar Anthony Street | 398 Anthony Street |  | Schenectady | NY | 12308 |  |  | 1317.6 | 0 | 0 | 0 | 0 | 0 | 0 | 0 | 0 | 0 | 0 | 0 | FALSE | KALB | 2020-06-03 18:02 | 1 |  |  | Offsite Resource | Solar Farm |  |  | National Grid - Upstate NY (Niagara Mohawk) |  | F - Capital
1406 | Brickchurch Solar, LLC | 8593 York Settlement Road |  | North Rose | NY | 14551 |  |  | 3004 | 0 | 0 | 0 | 0 | 0 | 0 | 0 | 0 | 0 | 0 | 0 | FALSE | KROC | 2020-05-12 15:44 | 1 |  |  | Offsite Resource | Solar Farm |  |  | Rochester Gas and Electric |  | B - Genessee
1407 | CES Hogansburg Solar | 2801 NY-95 |  | Bombay | NY | 12914 |  |  | 1247 | 0 | 0 | 0 | 0 | 0 | 0 | 0 | 0 | 0 | 0 | 0 | FALSE | KMSS | 2020-05-27 16:40 | 1 |  |  | Offsite Resource | Solar Farm |  |  | National Grid - Upstate NY (Niagara Mohawk) |  | D - North
1408 | Johnstown 2 Solar, LLC | 352 County Highway 122 |  | Gloversville | NY | 12078 |  |  | 2730.24 | 0 | 0 | 0 | 0 | 0 | 0 | 0 | 0 | 0 | 0 | 0 | FALSE | KSCH | 2020-05-29 19:14 | 1 |  |  | Offsite Resource | Solar Farm |  |  | National Grid - Upstate NY (Niagara Mohawk) |  | F - Capital
1409 | Middletown NY 2, LLC | 1 Dogwood Lane |  | Middletown | NY | 10940 |  |  | 1116.22 | 0 | 0 | 0 | 0 | 0 | 0 | 0 | 0 | 0 | 0 | 0 | FALSE | KSWF | 2020-06-04 22:19 | 1 |  |  | Offsite Resource | Solar Farm |  |  | Orange and Rockland Utilities |  | G - Hudson Valley
1410 | Middletown NY 1, LLC | 430 South Centerville Rd |  | Middletown | NY | 10940 |  |  | 2758.98 | 0 | 0 | 0 | 0 | 0 | 0 | 0 | 0 | 0 | 0 | 0 | FALSE | KSWF | 2020-06-04 22:36 | 1 |  |  | Offsite Resource | Solar Farm |  |  | Orange and Rockland Utilities |  | G - Hudson Valley
1411 | The Hebrew Home | 5901 Palisade Avenue |  | Riverdale | NY | 10471 |  |  | 1600 | 0 | 0 | 0 | 0 | 0 | 0 | 0 | 0 | 0 | 0 | 0 | TRUE | KLGA | 2020-07-06 14:55 | 1 |  |  | Lodging | Nursing Home, Assisted Living, or Other Residential Care |  |  | Consolidated Edison | Consolidated Edison | J - New York City
1412 | Caddell Dry Dock & Repair Co | 1515 Richmond Terrace |  | Staten Island | NY | 10310 |  |  | 0 | 0 | 1000 | 0 | 0 | 0 | 0 | 0 | 0 | 0 | 0 | 0 | FALSE | KLGA | 2020-11-06 22:40 | 1 |  |  | Manufacturing | Transportation Equipment |  |  | Consolidated Edison |  | J - New York City
1414 | 2501 Nostrand Ave | 2501 Nostrand Ave |  | Brooklyn | NY | 11210 |  |  | 35 | 0 | 0 | 0 | 0 | 0 | 0 | 0 | 0 | 0 | 0 | 0 | FALSE | KJFK | 2020-07-13 19:24 | 1 |  |  | Residential | Multifamily |  |  | Consolidated Edison | National Grid - NYC (Brooklyn Union) | J - New York City
1415 | GE Solar Rice Rd | 2 Rice Rd |  | Schenectady | NY | 12306 |  |  | 954.72 | 0 | 0 | 0 | 0 | 0 | 0 | 0 | 0 | 0 | 0 | 0 | FALSE | KALB | 2020-07-09 13:48 | 1 |  |  | Offsite Resource | Solar Farm |  |  | National Grid - Upstate NY (Niagara Mohawk) |  | F - Capital
1416 | Ashdown - 25 Ashdown Rd | 25 Ashdown Rd |  | Clifton Park | NY | 12019 |  |  | 5832 | 0 | 0 | 0 | 0 | 0 | 0 | 0 | 0 | 0 | 0 | 0 | FALSE | KALB | 2020-08-06 20:01 | 1 |  |  | Offsite Resource | Solar Farm |  |  | National Grid - Upstate NY (Niagara Mohawk) |  | F - Capital
1417 | North Rockland High School | 106 Hammond Rd |  | Thiells | NY | 10984 |  |  | 75 | 523 | 0 | 0 | 0 | 0 | 0 | 0 | 0 | 0 | 0 | 0 | FALSE | KSWF | 2020-11-06 20:24 | 1 |  |  | Education | High School |  |  | Orange and Rockland Utilities | Orange and Rockland Utilities | J - New York City
1418 | OYA NYS Route 12 | 15227 Blanchard Road |  | Clayton | NY | 13624 |  |  | 7602.4 | 0 | 5000 | 15000 | 0 | 0 | 0 | 0 | 0 | 0 | 0 | 0 | FALSE | KART | 2021-05-18 15:02 | 1 |  |  | Offsite Resource | Solar Farm |  |  | National Grid - Upstate NY (Niagara Mohawk) |  | E - Mohawk Valley
1419 | Walden - 1343 Route 52 - PV Systems | 1343 NYS Route 52 |  | Montgomery | NY | 12586 |  |  | 5781.375 | 0 | 0 | 0 | 0 | 0 | 0 | 0 | 0 | 0 | 0 | 0 | FALSE | KPOU | 2020-08-04 15:42 | 1 |  |  | Offsite Resource | Solar Farm |  |  | National Grid - Upstate NY (Niagara Mohawk) |  | G - Hudson Valley
1420 | Facility A in 10591 |  |  | West Harrison | NY | 10591 |  |  | 0 | 0 | 500 | 0 | 0 | 0 | 0 | 0 | 0 | 0 | 0 | 0 | FALSE | KPHN | 2020-11-06 22:40 | 1 | [6 empty] | Consolidated Edison |  | I - Dunwoodie
1421 | Staples Plaza | 3379 Crompound Rd |  | Yorktown Heights | NY | 10598 |  |  | 0 | 0 | 490 | 1856 | 0 | 0 | 0 | 0 | 0 | 0 | 0 | 0 | FALSE | KPHN | 2020-10-13 19:46 | 1 |  |  | Mercantile (Enclosed and Strip Malls) | Strip Shopping Center |  |  | Consolidated Edison |  | I - Dunwoodie
1422 | Facility A in 10523 |  |  | West Harrison | NY | 10523 |  |  | 0 | 0 | 250 | 0 | 0 | 0 | 0 | 0 | 0 | 0 | 0 | 0 | FALSE | KPHN | 2020-11-06 22:41 | 1 | [6 empty] | Consolidated Edison |  | I - Dunwoodie
1423 | Facility B in 10523 |  |  | West Harrison | NY | 10523 |  |  | 0 | 0 | 250 | 0 | 0 | 0 | 0 | 0 | 0 | 0 | 0 | 0 | FALSE | KPHN | 2020-11-06 22:41 | 1 | [6 empty] | Consolidated Edison |  | I - Dunwoodie
1424 | Facility B in 13778 |  |  | Greene | NY | 13778 |  |  | 0 | 0 | 250 | 0 | 0 | 0 | 0 | 0 | 0 | 0 | 0 | 0 | FALSE | KBGM | 2020-11-06 22:41 | 1 | [6 empty] | New York State Electric and Gas |  | C - Central
1425 | Facility C in 11040 |  |  | New York | NY | 11040 |  |  | 0 | 0 | 200 | 0 | 0 | 0 | 0 | 0 | 0 | 0 | 0 | 0 | FALSE | KJK | 2020-11-06 22:42 | 1 | [6 empty] | Consolidated Edison |  | J - New York City
1426 | Facility C in 14850 |  |  | Ithaca | NY | 14850 |  |  | 0 | 0 | 195 | 0 | 0 | 0 | 0 | 0 | 0 | 0 | 0 | 0 | FALSE | KITH | 2020-11-06 22:42 | 1 | [6 empty] | New York State Electric and Gas |  | C - Central
1427 | Facility A in 10001 |  |  | New York | NY | 10001 |  |  | 0 | 0 | 125 | 0 | 0 | 0 | 0 | 0 | 0 | 0 | 0 | 0 | FALSE | KLGA | 2020-11-06 22:42 | 1 | [6 empty] | Consolidated Edison |  | J - New York City
1429 | Facility A in 11377 |  |  | Queens | NY | 11377 |  |  | 0 | 0 | 50 | 0 | 0 | 0 | 0 | 0 | 0 | 0 | 0 | 0 | FALSE | KLGA | 2020-11-06 22:44 | 1 | [6 empty] | Consolidated Edison |  | J - New York City
1430 | Facility A in 11358 |  |  | Queens | NY | 11358 |  |  | 0 | 0 | 50 | 0 | 0 | 0 | 0 | 0 | 0 | 0 | 0 | 0 | FALSE | KLGA | 2020-11-06 22:44 | 1 | [6 empty] | Consolidated Edison |  | J - New York City
1431 | Home D in 11743 |  |  | Lloyd Harbor | NY | 11743 |  |  | 0 | 0 | 20 | 0 | 0 | 0 | 0 | 0 | 0 | 0 | 0 | 0 | FALSE | KISP | 2020-11-06 22:44 | 1 |  |  | Residential | Single-family detached |  |  | Long Island Power Authority (PSEG-LI) |  | K - Long Island
1432 | Home A in 11735 |  |  | Farmingdale | NY | 11735 |  |  | 0 | 0 | 20 | 0 | 0 | 0 | 0 | 0 | 0 | 0 | 0 | 0 | FALSE | KJFK | 2020-11-06 22:44 | 1 |  |  | Residential | Single-family detached |  |  | Long Island Power Authority (PSEG-LI) |  | K - Long Island
1433 | Home C in 11746 |  |  | HUNT STA | NY | 11746 |  |  | 0 | 0 | 20 | 0 | 0 | 0 | 0 | 0 | 0 | 0 | 0 | 0 | FALSE | KISP | 2020-11-06 22:44 | 1 |  |  | Residential | Single-family detached |  |  | Long Island Power Authority (PSEG-LI) |  | K - Long Island
1434 | Home B in 11735 |  |  | Farmingdale | NY | 11735 |  |  | 0 | 0 | 20 | 0 | 0 | 0 | 0 | 0 | 0 | 0 | 0 | 0 | FALSE | KJFK | 2020-11-06 22:44 | 1 |  |  | Residential | Single-family detached |  |  | Long Island Power Authority (PSEG-LI) |  | K - Long Island
1435 | Home A in 11747 |  |  | Melville | NY | 11747 |  |  | 0 | 0 | 20 | 0 | 0 | 0 | 0 | 0 | 0 | 0 | 0 | 0 | FALSE | KISP | 2020-11-06 22:44 | 1 |  |  | Residential | Single-family detached |  |  | Long Island Power Authority (PSEG-LI) |  | K - Long Island
1436 | Home A in 11692 |  |  | ARVERNE | NY | 11692 |  |  | 0 | 0 | 18 | 0 | 0 | 0 | 0 | 0 | 0 | 0 | 0 | 0 | FALSE | KJFK | 2020-11-06 22:44 | 1 |  |  | Residential | Single-family detached |  |  | Long Island Power Authority (PSEG-LI) |  | J - New York City
1437 | Home A in 12577 |  |  | Salisbury Mls | NY | 12577 |  |  | 0 | 0 | 17.6 | 0 | 0 | 0 | 0 | 0 | 0 | 0 | 0 | 0 | FALSE | KSWF | 2020-11-06 22:44 | 1 |  |  | Residential | Single-family detached |  |  | Long Island Power Authority (PSEG-LI) |  | G - Hudson Valley
1439 | Home A in 12589 |  |  | Wallkill | NY | 12589 |  |  | 0 | 0 | 15 | 0 | 0 | 0 | 0 | 0 | 0 | 0 | 0 | 0 | FALSE | KSWF | 2020-11-06 22:44 | 1 |  |  | Residential | Single-family detached |  |  | Long Island Power Authority (PSEG-LI) |  | G - Hudson Valley
1440 | Home A in 10953 |  |  | Mountainville | NY | 10953 |  |  | 0 | 0 | 15 | 0 | 0 | 0 | 0 | 0 | 0 | 0 | 0 | 0 | FALSE | KSWF | 2021-03-05 18:52 | 1 |  |  | Residential | Single-family detached |  |  | Long Island Power Authority (PSEG-LI) |  | G - Hudson Valley
1441 | Home C in 12572 |  |  | Rhinebeck | NY | 12572 |  |  | 0 | 0 | 15 | 0 | 0 | 0 | 0 | 0 | 0 | 0 | 0 | 0 | FALSE | KPOU | 2020-11-06 22:45 | 1 |  |  | Residential | Single-family detached |  |  | Long Island Power Authority (PSEG-LI) |  | G - Hudson Valley
1442 | Home D in 10598 |  |  | Yorktown Heights | NY | 10598 |  |  | 0 | 0 | 15 | 0 | 0 | 0 | 0 | 0 | 0 | 0 | 0 | 0 | FALSE | KHPN | 2020-11-06 22:48 | 1 |  |  | Residential | Single-family detached |  |  | Long Island Power Authority (PSEG-LI) |  | I - Dunwoodie
1443 | Home B in 10998 |  |  | Westtown | NY | 10998 |  |  | 0 | 0 | 15 | 0 | 0 | 0 | 0 | 0 | 0 | 0 | 0 | 0 | FALSE | KSWF | 2020-11-06 22:48 | 1 |  |  | Residential | Single-family detached |  |  | Long Island Power Authority (PSEG-LI) |  | G - Hudson Valley
1444 | Home A in 11710 |  |  | Bellmore | NY | 11710 |  |  | 0 | 0 | 15 | 0 | 0 | 0 | 0 | 0 | 0 | 0 | 0 | 0 | FALSE | KJFK | 2021-08-04 16:37 | 1 |  |  | Residential | Single-family detached |  |  | Long Island Power Authority (PSEG-LI) |  | K - Long Island
1445 | Home D in 11937 |  |  | East Hampton | NY | 11937 |  |  | 0 | 0 | 15 | 0 | 0 | 0 | 0 | 0 | 0 | 0 | 0 | 0 | FALSE | KISP | 2020-11-06 22:48 | 1 |  |  | Residential | Single-family detached |  |  | Long Island Power Authority (PSEG-LI) |  | K - Long Island
1446 | Home A in 11753 |  |  | Jericho | NY | 11753 |  |  | 0 | 0 | 15 | 0 | 0 | 0 | 0 | 0 | 0 | 0 | 0 | 0 | FALSE | KJFK | 2020-11-06 22:48 | 1 |  |  | Residential | Single-family detached |  |  | Long Island Power Authority (PSEG-LI) |  | K - Long Island
1447 | Home A in 11023 |  |  | Great Neck | NY | 11023 |  |  | 0 | 0 | 15 | 0 | 0 | 0 | 0 | 0 | 0 | 0 | 0 | 0 | FALSE | KJFK | 2020-11-06 22:48 | 1 |  |  | Residential | Single-family detached |  |  | Long Island Power Authority (PSEG-LI) |  | K - Long Island
1448 | Home B in 11747 |  |  | Melville | NY | 11747 |  |  | 0 | 0 | 15 | 0 | 0 | 0 | 0 | 0 | 0 | 0 | 0 | 0 | FALSE | KISP | 2020-11-06 22:48 | 1 |  |  | Residential | Single-family detached |  |  | Long Island Power Authority (PSEG-LI) |  | K - Long Island
1449 | Home B in 11710 |  |  | Bellmore | NY | 11710 |  |  | 0 | 0 | 15 | 0 | 0 | 0 | 0 | 0 | 0 | 0 | 0 | 0 | FALSE | KJFK | 2021-08-04 16:37 | 1 |  |  | Residential | Single-family detached |  |  | Long Island Power Authority (PSEG-LI) |  | K - Long Island
1450 | Home A in 11552 |  |  | West Hempstead | NY | 11552 |  |  | 0 | 0 | 15 | 0 | 0 | 0 | 0 | 0 | 0 | 0 | 0 | 0 | FALSE | KJFK | 2020-11-06 22:48 | 1 |  |  | Residential | Single-family detached |  |  | Long Island Power Authority (PSEG-LI) |  | K - Long Island
1451 | Home C in 11747 |  |  | Melville | NY | 11747 |  |  | 0 | 0 | 15 | 0 | 0 | 0 | 0 | 0 | 0 | 0 | 0 | 0 | FALSE | KISP | 2020-11-06 22:48 | 1 |  |  | Residential | Single-family detached |  |  | Long Island Power Authority (PSEG-LI) |  | K - Long Island
1452 | Home A in 11566 |  |  | North Merrick | NY | 11566 |  |  | 0 | 0 | 15 | 0 | 0 | 0 | 0 | 0 | 0 | 0 | 0 | 0 | FALSE | KFJK | 2020-11-06 22:48 | 1 |  |  | Residential | Single-family detached |  |  | Long Island Power Authority (PSEG-LI) |  | K - Long Island
1453 | Home C in 11757 |  |  | Lindenhurst | NY | 11757 |  |  | 0 | 0 | 15 | 0 | 0 | 0 | 0 | 0 | 0 | 0 | 0 | 0 | FALSE | KISP | 2020-11-06 22:48 | 1 |  |  | Residential | Single-family detached |  |  | Long Island Power Authority (PSEG-LI) |  | K - Long Island
1454 | Home A in 11797 |  |  | Woodbury | NY | 11797 |  |  | 0 | 0 | 15 | 0 | 0 | 0 | 0 | 0 | 0 | 0 | 0 | 0 | FALSE | KJFK | 2020-11-06 22:48 | 1 |  |  | Residential | Single-family detached |  |  | Long Island Power Authority (PSEG-LI) |  | K - Long Island
1455 | Home A in 11968 |  |  | Southampton | NY | 11968 |  |  | 0 | 0 | 15 | 0 | 0 | 0 | 0 | 0 | 0 | 0 | 0 | 0 | FALSE | KISP | 2020-11-06 22:49 | 1 |  |  | Residential | Single-family detached |  |  | Long Island Power Authority (PSEG-LI) |  | K - Long Island
1456 | Home B in 14534 |  |  | Pittsford | NY | 14534 |  |  | 0 | 0 | 14.92 | 0 | 0 | 0 | 0 | 0 | 0 | 0 | 0 | 0 | FALSE | KROC | 2020-11-06 22:49 | 1 |  |  | Residential | Single-family detached |  |  | Long Island Power Authority (PSEG-LI) |  | B - Genessee
1457 | Home D in 12508 |  |  | Beacon | NY | 12508 |  |  | 0 | 0 | 12.6 | 0 | 0 | 0 | 0 | 0 | 0 | 0 | 0 | 0 | FALSE | KPOU | 2020-11-06 22:49 | 1 |  |  | Residential | Single-family detached |  |  | Long Island Power Authority (PSEG-LI) |  | G - Hudson Valley
1458 | Home E in 12603 |  |  | Poughkeepsie | NY | 12603 |  |  | 0 | 0 | 12.6 | 0 | 0 | 0 | 0 | 0 | 0 | 0 | 0 | 0 | FALSE | KPOU | 2020-11-06 22:49 | 1 |  |  | Residential | Single-family detached |  |  | Central Hudson Gas and Electric |  | G - Hudson Valley
1459 | Home A in 14867 |  |  | NEWFIELD | NY | 14867 |  |  | 0 | 0 | 11.6 | 0 | 0 | 0 | 0 | 0 | 0 | 0 | 0 | 0 | FALSE | KITH | 2020-11-06 22:49 | 1 |  |  | Residential | Single-family detached |  |  | New York State Electric and Gas |  | C - Central
1460 | Home A in 12570 |  |  | Poughquag | NY | 12570 |  |  | 0 | 0 | 10 | 0 | 0 | 0 | 0 | 0 | 0 | 0 | 0 | 0 | FALSE | KPOU | 2020-11-06 22:50 | 1 |  |  | Residential | Single-family detached |  |  | Central Hudson Gas and Electric |  | G - Hudson Valley
1461 | Home B in 10901 |  |  | Montebello | NY | 10901 |  |  | 0 | 0 | 10 | 0 | 0 | 0 | 0 | 0 | 0 | 0 | 0 | 0 | FALSE | KHPN | 2020-11-06 22:50 | 1 |  |  | Residential | Single-family detached |  |  | Orange and Rockland Utilities | Rochester Gas and Electric | G - Hudson Valley
1462 | Home C in 10930 |  |  | Highland Mills | NY | 10930 |  |  | 0 | 0 | 10 | 0 | 0 | 0 | 0 | 0 | 0 | 0 | 0 | 0 | FALSE | KSWF | 2020-11-06 22:50 | 1 |  |  | Residential | Single-family detached |  |  | Orange and Rockland Utilities |  | G - Hudson Valley
1463 | Home C in 10520 |  |  | Croton-On-Hudson | NY | 10520 |  |  | 0 | 0 | 10 | 0 | 0 | 0 | 0 | 0 | 0 | 0 | 0 | 0 | FALSE | KHPN | 2020-11-06 22:50 | 1 |  |  | Residential | Single-family detached |  |  | Consolidated Edison |  | I - Dunwoodie
1464 | Home D in 10520 |  |  | Croton-On-Hudson | NY | 10520 |  |  | 0 | 0 | 10 | 0 | 0 | 0 | 0 | 0 | 0 | 0 | 0 | 0 | FALSE | KHPN | 2020-11-06 22:50 | 1 |  |  | Residential | Single-family detached |  |  | Consolidated Edison |  | I - Dunwoodie
1465 | Home A in 10605 |  |  | White Plains | NY | 10605 |  |  | 0 | 0 | 10 | 0 | 0 | 0 | 0 | 0 | 0 | 0 | 0 | 0 | FALSE | KHPN | 2020-11-06 22:50 | 1 |  |  | Residential | Single-family detached |  |  | Consolidated Edison |  | I - Dunwoodie
1466 | Home D in 10510 |  |  | Briarcliff Manor | NY | 10510 |  |  | 0 | 0 | 10 | 0 | 0 | 0 | 0 | 0 | 0 | 0 | 0 | 0 | FALSE | KHPN | 2020-11-06 22:50 | 1 |  |  | Residential | Single-family detached |  |  | Consolidated Edison |  | I - Dunwoodie
1467 | Home A in 10514 |  |  | Chappaqua | NY | 10514 |  |  | 0 | 0 | 10 | 0 | 0 | 0 | 0 | 0 | 0 | 0 | 0 | 0 | FALSE | KHPN | 2020-11-06 22:50 | 1 |  |  | Residential | Single-family detached |  |  | Consolidated Edison |  | I - Dunwoodie
1468 | Home A in 10543 |  |  | Mamaroneck | NY | 10543 |  |  | 0 | 0 | 10 | 0 | 0 | 0 | 0 | 0 | 0 | 0 | 0 | 0 | FALSE | KHPN | 2020-11-06 22:50 | 1 |  |  | Residential | Single-family detached |  |  | Consolidated Edison |  | I - Dunwoodie
1469 | Home B in 10605 |  |  | White Plains | NY | 10605 |  |  | 0 | 0 | 10 | 0 | 0 | 0 | 0 | 0 | 0 | 0 | 0 | 0 | FALSE | KHPN | 2020-11-06 22:50 | 1 |  |  | Residential | Single-family detached |  |  | Consolidated Edison |  | I - Dunwoodie
1470 | Home B in 10543 Mamaroneck |  |  | Mamaroneck | NY | 10543 |  |  | 0 | 0 | 10 | 0 | 0 | 0 | 0 | 0 | 0 | 0 | 0 | 0 | FALSE | KHPN | 2020-11-06 22:50 | 1 |  |  | Residential | Single-family detached |  |  | Consolidated Edison |  | I - Dunwoodie
1471 | Home B in 10952 |  |  | Monsey | NY | 10952 |  |  | 0 | 0 | 10 | 0 | 0 | 0 | 0 | 0 | 0 | 0 | 0 | 0 | FALSE | KHPN | 2020-11-06 22:50 | 1 |  |  | Residential | Single-family detached |  |  | Orange and Rockland Utilities |  | G - Hudson Valley
1472 | Home F in 10990 |  |  | Warwick | NY | 10990 |  |  | 0 | 0 | 10 | 0 | 0 | 0 | 0 | 0 | 0 | 0 | 0 | 0 | FALSE | KSWF | 2020-11-06 22:51 | 1 |  |  | Residential | Single-family detached |  |  | Orange and Rockland Utilities |  | G - Hudson Valley
1473 | Home D in 11746 |  |  | Dix Hills | NY | 11746 |  |  | 0 | 0 | 10 | 0 | 0 | 0 | 0 | 0 | 0 | 0 | 0 | 0 | FALSE | KISP | 2020-11-06 22:51 | 1 |  |  | Residential | Single-family detached |  |  | Long Island Power Authority (PSEG-LI) |  | K - Long Island
1474 | Home A in 11722 |  |  | Central Islip | NY | 11722 |  |  | 0 | 0 | 10 | 0 | 0 | 0 | 0 | 0 | 0 | 0 | 0 | 0 | FALSE | KISP | 2020-11-06 22:51 | 1 |  |  | Residential | Single-family detached |  |  | Long Island Power Authority (PSEG-LI) |  | K - Long Island
1475 | Home A in 11542 |  |  | GLEN COVE | NY | 11542 |  |  | 0 | 0 | 10 | 0 | 0 | 0 | 0 | 0 | 0 | 0 | 0 | 0 | FALSE | KJFK | 2020-11-06 22:51 | 1 |  |  | Residential | Single-family detached |  |  | Long Island Power Authority (PSEG-LI) |  | K - Long Island
1476 | Home B in 11581 |  |  | VALLEY STRM | NY | 11581 |  |  | 0 | 0 | 10 | 0 | 0 | 0 | 0 | 0 | 0 | 0 | 0 | 0 | FALSE | KJFK | 2020-11-06 22:51 | 1 |  |  | Residential | Single-family detached |  |  | Long Island Power Authority (PSEG-LI) |  | K - Long Island
1477 | Home E in 11746 |  |  | DIX HILLS | NY | 11746 |  |  | 0 | 0 | 10 | 0 | 0 | 0 | 0 | 0 | 0 | 0 | 0 | 0 | FALSE | KISP | 2020-11-06 22:51 | 1 |  |  | Residential | Single-family detached |  |  | Long Island Power Authority (PSEG-LI) |  | K - Long Island
1478 | Home A in 11598 |  |  | Woodmere | NY | 11598 |  |  | 0 | 0 | 10 | 0 | 0 | 0 | 0 | 0 | 0 | 0 | 0 | 0 | FALSE | KJFK | 2020-11-06 22:51 | 1 |  |  | Residential | Single-family detached |  |  | Long Island Power Authority (PSEG-LI) |  | K - Long Island
1479 | Home B in 11566 |  |  | Merrick | NY | 11566 |  |  | 0 | 0 | 10 | 0 | 0 | 0 | 0 | 0 | 0 | 0 | 0 | 0 | FALSE | KFJK | 2020-11-06 22:51 | 1 |  |  | Residential | Single-family detached |  |  | Long Island Power Authority (PSEG-LI) |  | K - Long Island
1480 | Home E in 11937 |  |  | East Hampton | NY | 11937 |  |  | 0 | 0 | 10 | 0 | 0 | 0 | 0 | 0 | 0 | 0 | 0 | 0 | FALSE | KISP | 2020-11-06 22:51 | 1 |  |  | Residential | Single-family detached |  |  | Long Island Power Authority (PSEG-LI) |  | K - Long Island
1481 | Home A in 11751 |  |  | Islip | NY | 11751 |  |  | 0 | 0 | 10 | 0 | 0 | 0 | 0 | 0 | 0 | 0 | 0 | 0 | FALSE | KISP | 2020-11-06 22:52 | 1 |  |  | Residential | Single-family detached |  |  | Long Island Power Authority (PSEG-LI) |  | K - Long Island
1482 | Home B in 11779 |  |  | LAKE RONK | NY | 11779 |  |  | 0 | 0 | 10 | 0 | 0 | 0 | 0 | 0 | 0 | 0 | 0 | 0 | FALSE | KISP | 2020-11-06 22:52 | 1 |  |  | Residential | Single-family detached |  |  | Long Island Power Authority (PSEG-LI) |  | K - Long Island
1483 | Home B in 11731 |  |  | E NORTHPORT | NY | 11731 |  |  | 0 | 0 | 10 | 0 | 0 | 0 | 0 | 0 | 0 | 0 | 0 | 0 | FALSE | KISP | 2020-11-06 22:52 | 1 |  |  | Residential | Single-family detached |  |  | Long Island Power Authority (PSEG-LI) |  | K - Long Island
1484 | Home B in 11768 |  |  | Northport | NY | 11768 |  |  | 0 | 0 | 10 | 0 | 0 | 0 | 0 | 0 | 0 | 0 | 0 | 0 | FALSE | KISP | 2020-11-06 22:52 | 1 |  |  | Residential | Single-family detached |  |  | Long Island Power Authority (PSEG-LI) |  | K - Long Island
1485 | Home F in 11937 |  |  | East Hampton | NY | 11937 |  |  | 0 | 0 | 10 | 0 | 0 | 0 | 0 | 0 | 0 | 0 | 0 | 0 | FALSE | KISP | 2020-11-06 22:52 | 1 |  |  | Residential | Single-family detached |  |  | Long Island Power Authority (PSEG-LI) |  | K - Long Island
1486 | Home B in 11050 |  |  | Port Washington | NY | 11050 |  |  | 0 | 0 | 10 | 0 | 0 | 0 | 0 | 0 | 0 | 0 | 0 | 0 | FALSE | KJFK | 2021-03-05 18:53 | 1 |  |  | Residential | Single-family detached |  |  | Long Island Power Authority (PSEG-LI) |  | K - Long Island
1487 | Home D in 11747 |  |  | Melville | NY | 11747 |  |  | 0 | 0 | 10 | 0 | 0 | 0 | 0 | 0 | 0 | 0 | 0 | 0 | FALSE | KISP | 2020-11-06 22:53 | 1 |  |  | Residential | Single-family detached |  |  | Long Island Power Authority (PSEG-LI) |  | K - Long Island
1488 | Home C in 11030 |  |  | Manhasset | NY | 11030 |  |  | 0 | 0 | 10 | 0 | 0 | 0 | 0 | 0 | 0 | 0 | 0 | 0 | FALSE | KJFK | 2020-11-06 22:53 | 1 |  |  | Residential | Single-family detached |  |  | Long Island Power Authority (PSEG-LI) |  | K - Long Island
1489 | Home A in 11725 |  |  | Commack | NY | 11725 |  |  | 0 | 0 | 10 | 0 | 0 | 0 | 0 | 0 | 0 | 0 | 0 | 0 | FALSE | KISP | 2020-11-06 22:53 | 1 |  |  | Residential | Single-family detached |  |  | Long Island Power Authority (PSEG-LI) |  | K - Long Island
1490 | Home B in 11797 |  |  | Woodbury | NY | 11797 |  |  | 0 | 0 | 10 | 0 | 0 | 0 | 0 | 0 | 0 | 0 | 0 | 0 | FALSE | KJFK | 2020-11-06 22:53 | 1 |  |  | Residential | Single-family detached |  |  | Long Island Power Authority (PSEG-LI) |  | K - Long Island
1491 | Home B in 11756 |  |  | Levittown | NY | 11756 |  |  | 0 | 0 | 10 | 0 | 0 | 0 | 0 | 0 | 0 | 0 | 0 | 0 | FALSE | KJFK | 2020-11-06 22:53 | 1 |  |  | Residential | Single-family detached |  |  | Long Island Power Authority (PSEG-LI) |  | K - Long Island
1492 | Home A in 11964 |  |  | Shelter Island | NY | 11964 |  |  | 0 | 0 | 10 | 0 | 0 | 0 | 0 | 0 | 0 | 0 | 0 | 0 | FALSE | KISP | 2020-11-06 22:53 | 1 |  |  | Residential | Single-family detached |  |  | Long Island Power Authority (PSEG-LI) |  | K - Long Island
1493 | Walden NY 1, LLC - 757 Route 52 - PV Systems | 757 Route 52 |  | Walden | NY | 12586 |  |  | 2684.64 | 0 | 0 | 0 | 0 | 0 | 0 | 0 | 0 | 0 | 0 | 0 | FALSE | KSWF | 2020-08-11 21:46 | 1 |  |  | Offsite Resource | Solar Farm |  |  | Central Hudson Gas and Electric |  | G - Hudson Valley
1494 | Home B in 12457 |  |  | Mount Tremper | NY | 12457 |  |  | 0 | 0 | 5 | 0 | 0 | 0 | 0 | 0 | 0 | 0 | 0 | 0 | FALSE | KPOU | 2020-11-10 22:48 | 1 |  |  | Residential | Single-family detached |  |  | Central Hudson Gas and Electric |  | G - Hudson Valley
1495 | Home A in 12444 |  |  | Jewett | NY | 12444 |  |  | 0 | 0 | 9.3 | 0 | 0 | 0 | 0 | 0 | 0 | 0 | 0 | 0 | FALSE | KALB | 2020-11-10 22:48 | 1 |  |  | Residential | Single-family detached |  |  | Central Hudson Gas and Electric |  | E - Mohawk Valley
1496 | Home B in 12431 |  |  | Freehold | NY | 12431 |  |  | 0 | 0 | 9.3 | 0 | 0 | 0 | 0 | 0 | 0 | 0 | 0 | 0 | FALSE | KALB | 2020-11-10 22:48 | 1 |  |  | Residential | Single-family detached |  |  | Central Hudson Gas and Electric |  | G - Hudson Valley
1497 | Home C in 12590 |  |  | Wappingers Falls | NY | 12590 |  |  | 0 | 0 | 7.6 | 0 | 0 | 0 | 0 | 0 | 0 | 0 | 0 | 0 | FALSE | KPOU | 2020-11-10 23:05 | 1 |  |  | Residential | Single-family detached |  |  | Central Hudson Gas and Electric |  | G - Hudson Valley
1498 | Home D in 12446 |  |  | Kerhonkson | NY | 12446 |  |  | 0 | 0 | 5 | 0 | 0 | 0 | 0 | 0 | 0 | 0 | 0 | 0 | FALSE | KPOU | 2020-11-10 23:05 | 1 |  |  | Residential | Single-family detached |  |  | Central Hudson Gas and Electric |  | G - Hudson Valley
1499 | Home C in 11709 |  |  | Bayville | NY | 11709 |  |  | 0 | 0 | 3 | 0 | 0 | 0 | 0 | 0 | 0 | 0 | 0 | 0 | FALSE | KJFK | 2021-02-22 13:38 | 1 |  |  | Residential | Multifamily |  |  | Long Island Power Authority (PSEG-LI) |  | K - Long Island
1500 | Home B in 12498 |  |  | Woodstock | NY | 12498 |  |  | 0 | 0 | 5 | 0 | 0 | 0 | 0 | 0 | 0 | 0 | 0 | 0 | FALSE | KPOU | 2020-11-10 23:06 | 1 |  |  | Residential | Single-family detached |  |  | Central Hudson Gas and Electric |  | G - Hudson Valley
1501 | Home D in 10804 |  |  | New Rochelle | NY | 10804 |  |  | 0 | 0 | 5 | 0 | 0 | 0 | 0 | 0 | 0 | 0 | 0 | 0 | FALSE | KHPN | 2020-11-10 23:06 | 1 |  |  | Residential | Single-family detached |  |  | Consolidated Edison |  | I - Dunwoodie
1502 | Home A in 10532 |  |  | Hawthorne | NY | 10532 |  |  | 0 | 0 | 5 | 0 | 0 | 0 | 0 | 0 | 0 | 0 | 0 | 0 | FALSE | KHPN | 2020-11-10 23:06 | 1 |  |  | Residential | Single-family detached |  |  | Consolidated Edison |  | I - Dunwoodie
1503 | Home A in 10801 |  |  | New Rochelle | NY | 10801 |  |  | 0 | 0 | 5 | 0 | 0 | 0 | 0 | 0 | 0 | 0 | 0 | 0 | FALSE | KHPN | 2020-11-10 23:07 | 1 |  |  | Residential | Single-family detached |  |  | Consolidated Edison |  | I - Dunwoodie
1504 | Home F in 10598 |  |  | Yorktown Heights | NY | 10598 |  |  | 0 | 0 | 5 | 0 | 0 | 0 | 0 | 0 | 0 | 0 | 0 | 0 | FALSE | KHPN | 2020-11-10 23:07 | 1 |  |  | Residential | Single-family detached |  |  | Consolidated Edison |  | H - Millwood
1505 | Home B in 10595 |  |  | Valhalla | NY | 10595 |  |  | 0 | 0 | 5 | 0 | 0 | 0 | 0 | 0 | 0 | 0 | 0 | 0 | FALSE | KHPN | 2020-11-10 23:07 | 1 |  |  | Residential | Single-family detached |  |  | Consolidated Edison |  | I - Dunwoodie
1506 | Home A in 10706 |  |  | Hastings-On-Hudson | NY | 10706 |  |  | 0 | 0 | 5 | 0 | 0 | 0 | 0 | 0 | 0 | 0 | 0 | 0 | FALSE | KHPN | 2020-11-10 23:07 | 1 |  |  | Residential | Single-family detached |  |  | Consolidated Edison |  | I - Dunwoodie
1507 | Home E in 10804 |  |  | New Rochelle | NY | 10804 |  |  | 0 | 0 | 5 | 0 | 0 | 0 | 0 | 0 | 0 | 0 | 0 | 0 | FALSE | KHPN | 2020-11-10 23:07 | 1 |  |  | Residential | Single-family detached |  |  | Consolidated Edison |  | I - Dunwoodie
1508 | Home E in 10562 |  |  | Ossining | NY | 10562 |  |  | 0 | 0 | 5 | 0 | 0 | 0 | 0 | 0 | 0 | 0 | 0 | 0 | FALSE | KHPN | 2020-11-10 23:08 | 1 |  |  | Residential | Single-family detached |  |  | Consolidated Edison |  | I - Dunwoodie
1509 | Home C in 10566 |  |  | Peekskill | NY | 10566 |  |  | 0 | 0 | 5 | 0 | 0 | 0 | 0 | 0 | 0 | 0 | 0 | 0 | FALSE | KHPN | 2020-11-10 23:08 | 1 |  |  | Residential | Single-family detached |  |  | Consolidated Edison |  | H - Millwood
1510 | Home E in 10520 |  |  | Croton-On-Hudson | NY | 10520 |  |  | 0 | 0 | 5 | 0 | 0 | 0 | 0 | 0 | 0 | 0 | 0 | 0 | FALSE | KHPN | 2020-11-10 23:08 | 1 |  |  | Residential | Single-family detached |  |  | Consolidated Edison |  | H - Millwood
1511 | Home A in 10553 |  |  | Mount Vernon | NY | 10553 |  |  | 0 | 0 | 5 | 0 | 0 | 0 | 0 | 0 | 0 | 0 | 0 | 0 | FALSE | KLGA | 2020-11-11 17:04 | 1 |  |  | Residential | Single-family detached |  |  | Consolidated Edison |  | J - New York City
1512 | Home B in 10603 |  |  | White Plains | NY | 10603 |  |  | 0 | 0 | 5 | 0 | 0 | 0 | 0 | 0 | 0 | 0 | 0 | 0 | FALSE | KHPN | 2020-11-11 17:18 | 1 |  |  | Residential | Single-family detached |  |  | Consolidated Edison |  | I - Dunwoodie
1513 | Home A in 10502 |  |  | Ardsley | NY | 10502 |  |  | 0 | 0 | 5 | 0 | 0 | 0 | 0 | 0 | 0 | 0 | 0 | 0 | FALSE | KHPN | 2020-11-11 17:19 | 1 |  |  | Residential | Single-family detached |  |  | Consolidated Edison |  | I - Dunwoodie
1514 | Home C in 10603 |  |  | White Plains | NY | 10603 |  |  | 0 | 0 | 5 | 0 | 0 | 0 | 0 | 0 | 0 | 0 | 0 | 0 | FALSE | KHPN | 2020-11-11 17:19 | 1 |  |  | Residential | Single-family detached |  |  | Consolidated Edison |  | I - Dunwoodie
1515 | Home A in 10301 |  |  | Staten Island | NY | 10301 |  |  | 0 | 0 | 5 | 0 | 0 | 0 | 0 | 0 | 0 | 0 | 0 | 0 | FALSE | KLGA | 2020-11-11 17:20 | 1 |  |  | Residential | Single-family detached |  |  | Consolidated Edison |  | J - New York City
1516 | Home F in 10804 |  |  | New Rochelle | NY | 10804 |  |  | 0 | 0 | 5 | 0 | 0 | 0 | 0 | 0 | 0 | 0 | 0 | 0 | FALSE | KHPN | 2020-11-11 17:20 | 1 |  |  | Residential | Single-family detached |  |  | Consolidated Edison |  | I - Dunwoodie
1517 | Home A in 10580 |  |  | Rye | NY | 10580 |  |  | 0 | 0 | 5 | 0 | 0 | 0 | 0 | 0 | 0 | 0 | 0 | 0 | FALSE | KHPN | 2020-11-11 17:20 | 1 |  |  | Residential | Single-family detached |  |  | Consolidated Edison |  | I - Dunwoodie
1518 | Home D in 10583 |  |  | Scarsdale | NY | 10583 |  |  | 0 | 0 | 5 | 0 | 0 | 0 | 0 | 0 | 0 | 0 | 0 | 0 | FALSE | KHPN | 2020-11-11 17:20 | 1 |  |  | Residential | Single-family detached |  |  | Consolidated Edison |  | I - Dunwoodie
1519 | Home C in 10543 |  |  | Mamaroneck | NY | 10543 |  |  | 0 | 0 | 5 | 0 | 0 | 0 | 0 | 0 | 0 | 0 | 0 | 0 | FALSE | KHPN | 2020-11-11 17:20 | 1 |  |  | Residential | Single-family detached |  |  | Consolidated Edison |  | I - Dunwoodie
1520 | Home D in 10566 |  |  | Peekskill | NY | 10566 |  |  | 0 | 0 | 5 | 0 | 0 | 0 | 0 | 0 | 0 | 0 | 0 | 0 | FALSE | KHPN | 2020-11-11 17:21 | 1 |  |  | Residential | Single-family detached |  |  | Consolidated Edison |  | H - Millwood
1521 | Home G in 10804 |  |  | New Rochelle | NY | 10804 |  |  | 0 | 0 | 5 | 0 | 0 | 0 | 0 | 0 | 0 | 0 | 0 | 0 | FALSE | KHPN | 2020-11-11 17:21 | 1 |  |  | Residential | Single-family detached |  |  | Consolidated Edison |  | I - Dunwoodie
1522 | Home E in 10549 |  |  | Mount Kisco | NY | 10549 |  |  | 0 | 0 | 5 | 0 | 0 | 0 | 0 | 0 | 0 | 0 | 0 | 0 | FALSE | KHPN | 2020-11-11 17:21 | 1 |  |  | Residential | Single-family detached |  |  | Consolidated Edison |  | H - Millwood
1523 | Home D in 10703 |  |  | Yonkers | NY | 10703 |  |  | 0 | 0 | 5 | 0 | 0 | 0 | 0 | 0 | 0 | 0 | 0 | 0 | FALSE | KLGA | 2020-11-11 17:21 | 1 |  |  | Residential | Single-family detached |  |  | Consolidated Edison |  | I - Dunwoodie
1524 | Home A in 10528 |  |  | Harrison | NY | 10528 |  |  | 0 | 0 | 5 | 0 | 0 | 0 | 0 | 0 | 0 | 0 | 0 | 0 | FALSE | KHPN | 2020-11-11 17:22 | 1 |  |  | Residential | Single-family detached |  |  | Consolidated Edison |  | I - Dunwoodie
1525 | Home A in 10803 |  |  | Pelham | NY | 10803 |  |  | 0 | 0 | 5 | 0 | 0 | 0 | 0 | 0 | 0 | 0 | 0 | 0 | FALSE | KLGA | 2020-11-11 17:22 | 1 |  |  | Residential | Single-family detached |  |  | Consolidated Edison |  | J - New York City
1526 | Home F in 10549 |  |  | Mount Kisco | NY | 10549 |  |  | 0 | 0 | 5 | 0 | 0 | 0 | 0 | 0 | 0 | 0 | 0 | 0 | FALSE | KHPN | 2020-11-11 17:22 | 1 |  |  | Residential | Single-family detached |  |  | Consolidated Edison |  | H - Millwood
1527 | Home I in 10804 |  |  | New Rochelle | NY | 10804 |  |  | 0 | 0 | 5 | 0 | 0 | 0 | 0 | 0 | 0 | 0 | 0 | 0 | FALSE | KHPN | 2020-11-11 17:22 | 1 |  |  | Residential | Single-family detached |  |  | Consolidated Edison |  | I - Dunwoodie
1528 | Home B in 12056 |  |  | Duanesburg | NY | 12056 |  |  | 0 | 0 | 5 | 0 | 0 | 0 | 0 | 0 | 0 | 0 | 0 | 0 | FALSE | KSCH | 2020-11-11 17:22 | 1 |  |  | Residential | Single-family detached |  |  | National Grid - Upstate NY (Niagara Mohawk) |  | F - Capital
1529 | Home B in 12583 |  |  | Tivoli | NY | 12583 |  |  | 0 | 0 | 5 | 0 | 0 | 0 | 0 | 0 | 0 | 0 | 0 | 0 | FALSE | KPOU | 2020-11-11 17:23 | 1 |  |  | Residential | Single-family detached |  |  | National Grid - Upstate NY (Niagara Mohawk) |  | G - Hudson Valley
1530 | Home A in 14476 |  |  | KENDALL | NY | 14476 |  |  | 0 | 0 | 5 | 0 | 0 | 0 | 0 | 0 | 0 | 0 | 0 | 0 | FALSE | KROC | 2020-11-11 17:23 | 1 |  |  | Residential | Single-family detached |  |  | National Grid - Upstate NY (Niagara Mohawk) |  | B - Genessee
1531 | Home A in 14817 |  |  | Brooktondale | NY | 14817 |  |  | 0 | 0 | 7.2 | 0 | 0 | 0 | 0 | 0 | 0 | 0 | 0 | 0 | FALSE | KITH | 2020-11-11 17:23 | 1 |  |  | Residential | Single-family detached |  |  | New York State Electric and Gas |  | C - Central
1532 | Home A in 12060 |  |  | East Chatham | NY | 12060 |  |  | 0 | 0 | 7 | 0 | 0 | 0 | 0 | 0 | 0 | 0 | 0 | 0 | FALSE | KALB | 2020-11-11 17:23 | 1 |  |  | Residential | Single-family detached |  |  | New York State Electric and Gas |  | F - Capital
1533 | Home H in 10990 |  |  | Warwick | NY | 10990 |  |  | 0 | 0 | 8.8 | 0 | 0 | 0 | 0 | 0 | 0 | 0 | 0 | 0 | FALSE | KSWF | 2020-11-11 17:23 | 1 |  |  | Residential | Single-family detached |  |  | Orange and Rockland Utilities |  | G - Hudson Valley
1534 | Home A in 11720 |  |  | Centereach | NY | 11720 |  |  | 0 | 0 | 3.3 | 0 | 0 | 0 | 0 | 0 | 0 | 0 | 0 | 0 | FALSE | KISP | 2020-11-11 17:23 | 1 |  |  | Residential | Single-family detached |  |  | Long Island Power Authority (PSEG-LI) |  | K - Long Island
1535 | Home A in 11933 |  |  | Calverton | NY | 11933 |  |  | 0 | 0 | 5 | 0 | 0 | 0 | 0 | 0 | 0 | 0 | 0 | 0 | FALSE | KISP | 2020-11-11 17:24 | 1 |  |  | Residential | Single-family detached |  |  | Long Island Power Authority (PSEG-LI) |  | K - Long Island
1536 | Home B in 11572 |  |  | Oceanside | NY | 11572 |  |  | 0 | 0 | 5 | 0 | 0 | 0 | 0 | 0 | 0 | 0 | 0 | 0 | FALSE | KJFK | 2020-11-11 17:24 | 1 |  |  | Residential | Single-family detached |  |  | Long Island Power Authority (PSEG-LI) |  | K - Long Island
1537 | Home A in 11561 |  |  | Long Beach | NY | 11561 |  |  | 0 | 0 | 5 | 0 | 0 | 0 | 0 | 0 | 0 | 0 | 0 | 0 | FALSE | KJFK | 2020-11-11 17:24 | 1 |  |  | Residential | Single-family detached |  |  | Long Island Power Authority (PSEG-LI) |  | K - Long Island
1538 | Home B in 11001 |  |  | Floral Park | NY | 11001 |  |  | 0 | 0 | 5 | 0 | 0 | 0 | 0 | 0 | 0 | 0 | 0 | 0 | FALSE | KJFK | 2020-11-11 17:24 | 1 |  |  | Residential | Single-family detached |  |  | Long Island Power Authority (PSEG-LI) |  | K - Long Island
1539 | Home C in 11735 |  |  | South Farmingdale | NY | 11735 |  |  | 0 | 0 | 4 | 0 | 0 | 0 | 0 | 0 | 0 | 0 | 0 | 0 | FALSE | KJFK | 2020-11-11 17:24 | 1 |  |  | Residential | Single-family detached |  |  | Long Island Power Authority (PSEG-LI) |  | K - Long Island
1540 | Home A in 11740 |  |  | Greenlawn | NY | 11740 |  |  | 0 | 0 | 5 | 0 | 0 | 0 | 0 | 0 | 0 | 0 | 0 | 0 | FALSE | KISP | 2020-11-11 17:24 | 1 |  |  | Residential | Single-family detached |  |  | Long Island Power Authority (PSEG-LI) |  | K - Long Island
1541 | Home G in 11937 |  |  | East Hampton | NY | 11937 |  |  | 0 | 0 | 5 | 0 | 0 | 0 | 0 | 0 | 0 | 0 | 0 | 0 | FALSE | KISP | 2020-11-11 17:25 | 1 |  |  | Residential | Single-family detached |  |  | Long Island Power Authority (PSEG-LI) |  | K - Long Island
1542 | Home A in 11953 |  |  | Middle Island | NY | 11953 |  |  | 0 | 0 | 5 | 0 | 0 | 0 | 0 | 0 | 0 | 0 | 0 | 0 | FALSE | KISP | 2020-11-11 17:25 | 1 |  |  | Residential | Single-family detached |  |  | Long Island Power Authority (PSEG-LI) |  | K - Long Island
1543 | Home H in 11937 |  |  | East Hampton | NY | 11937 |  |  | 0 | 0 | 5 | 0 | 0 | 0 | 0 | 0 | 0 | 0 | 0 | 0 | FALSE | KISP | 2020-11-11 17:25 | 1 |  |  | Residential | Single-family detached |  |  | Long Island Power Authority (PSEG-LI) |  | K - Long Island
1544 | Home I in 11937 |  |  | East Hampton | NY | 11937 |  |  | 0 | 0 | 5 | 0 | 0 | 0 | 0 | 0 | 0 | 0 | 0 | 0 | FALSE | KISP | 2020-11-11 17:25 | 1 |  |  | Residential | Single-family detached |  |  | Long Island Power Authority (PSEG-LI) |  | K - Long Island
1545 | Home A in 11010 |  |  | FRANKLIN SQ | NY | 11010 |  |  | 0 | 0 | 5 | 0 | 0 | 0 | 0 | 0 | 0 | 0 | 0 | 0 | FALSE | KJFK | 2020-11-11 17:25 | 1 |  |  | Residential | Single-family detached |  |  | Long Island Power Authority (PSEG-LI) |  | K - Long Island
1546 | Home A in 11783 |  |  | SEAFORD | NY | 11783 |  |  | 0 | 0 | 5 | 0 | 0 | 0 | 0 | 0 | 0 | 0 | 0 | 0 | FALSE | KJFK | 2020-11-11 17:26 | 1 |  |  | Residential | Single-family detached |  |  | Long Island Power Authority (PSEG-LI) |  | K - Long Island
1547 | Home A in 11758 |  |  | Massapequa | NY | 11758 |  |  | 0 | 0 | 5 | 0 | 0 | 0 | 0 | 0 | 0 | 0 | 0 | 0 | FALSE | KJFK | 2020-11-11 17:26 | 1 |  |  | Residential | Single-family detached |  |  | Long Island Power Authority (PSEG-LI) |  | K - Long Island
1548 | Home A in 11020 |  |  | Great Neck | NY | 11020 |  |  | 0 | 0 | 5 | 0 | 0 | 0 | 0 | 0 | 0 | 0 | 0 | 0 | FALSE | KJFK | 2020-11-11 17:26 | 1 |  |  | Residential | Single-family detached |  |  | Long Island Power Authority (PSEG-LI) |  | K - Long Island
1549 | Home B in 11701 |  |  | AMITYVILLE | NY | 11701 |  |  | 0 | 0 | 5 | 0 | 0 | 0 | 0 | 0 | 0 | 0 | 0 | 0 | FALSE | KISP | 2020-11-11 17:26 | 1 |  |  | Residential | Single-family detached |  |  | Long Island Power Authority (PSEG-LI) |  | K - Long Island
1550 | Home A in 11557 |  |  | Hewlett | NY | 11557 |  |  | 0 | 0 | 5 | 0 | 0 | 0 | 0 | 0 | 0 | 0 | 0 | 0 | FALSE | KJFK | 2020-11-11 17:27 | 1 |  |  | Residential | Single-family detached |  |  | Long Island Power Authority (PSEG-LI) |  | K - Long Island
1551 | Home A in 11693 |  |  | Sag Harbor | NY | 11693 |  |  | 0 | 0 | 5 | 0 | 0 | 0 | 0 | 0 | 0 | 0 | 0 | 0 | FALSE | KJFK | 2021-04-16 20:58 | 1 |  |  | Residential | Single-family detached |  |  | Long Island Power Authority (PSEG-LI) |  | K - Long Island
1552 | Home J in 11937 |  |  | E HAMPTON | NY | 11937 |  |  | 0 | 0 | 5 | 0 | 0 | 0 | 0 | 0 | 0 | 0 | 0 | 0 | FALSE | KISP | 2020-11-11 17:27 | 1 |  |  | Residential | Single-family detached |  |  | Long Island Power Authority (PSEG-LI) |  | K - Long Island
1553 | Home A in 11717 |  |  | Brentwood | NY | 11717 |  |  | 0 | 0 | 5 | 0 | 0 | 0 | 0 | 0 | 0 | 0 | 0 | 0 | FALSE | KISP | 2020-11-11 17:27 | 1 |  |  | Residential | Single-family detached |  |  | Long Island Power Authority (PSEG-LI) |  | K - Long Island
1554 | Home B in 11722 |  |  | Central Islip | NY | 11722 |  |  | 0 | 0 | 5 | 0 | 0 | 0 | 0 | 0 | 0 | 0 | 0 | 0 | FALSE | KISP | 2020-11-11 17:29 | 1 |  |  | Residential | Single-family detached |  |  | Long Island Power Authority (PSEG-LI) |  | K - Long Island
1555 | Home A in 11507 |  |  | ALBERTSON | NY | 11507 |  |  | 0 | 0 | 7.6 | 0 | 0 | 0 | 0 | 0 | 0 | 0 | 0 | 0 | FALSE | KJFK | 2020-11-11 17:29 | 1 |  |  | Residential | Single-family detached |  |  | Long Island Power Authority (PSEG-LI) |  | K - Long Island
1556 | Home A in 11580 |  |  | VALLEY STRM | NY | 11580 |  |  | 0 | 0 | 5 | 0 | 0 | 0 | 0 | 0 | 0 | 0 | 0 | 0 | FALSE | KJFK | 2020-11-11 17:30 | 1 |  |  | Residential | Single-family detached |  |  | Long Island Power Authority (PSEG-LI) |  | K - Long Island
1557 | Home C in 11572 |  |  | Oceanside | NY | 11572 |  |  | 0 | 0 | 5 | 0 | 0 | 0 | 0 | 0 | 0 | 0 | 0 | 0 | FALSE | KJFK | 2020-11-11 17:30 | 1 |  |  | Residential | Single-family detached |  |  | Long Island Power Authority (PSEG-LI) |  | K - Long Island
1558 | Home C in 11756 |  |  | Levittown | NY | 11756 |  |  | 0 | 0 | 5 | 0 | 0 | 0 | 0 | 0 | 0 | 0 | 0 | 0 | FALSE | KJFK | 2020-11-11 17:30 | 1 |  |  | Residential | Single-family detached |  |  | Long Island Power Authority (PSEG-LI) |  | K - Long Island
1559 | Home A in 11590 |  |  | WESTBURY | NY | 11590 |  |  | 0 | 0 | 5 | 0 | 0 | 0 | 0 | 0 | 0 | 0 | 0 | 0 | FALSE | KJFK | 2020-11-11 17:30 | 1 |  |  | Residential | Single-family detached |  |  | Long Island Power Authority (PSEG-LI) |  | K - Long Island
1560 | Home B in 11580 |  |  | Valley Stream | NY | 11580 |  |  | 0 | 0 | 5 | 0 | 0 | 0 | 0 | 0 | 0 | 0 | 0 | 0 | FALSE | KJFK | 2020-11-11 17:31 | 1 |  |  | Residential | Single-family detached |  |  | Long Island Power Authority (PSEG-LI) |  | K - Long Island
1561 | Home D in 11762 |  |  | Massapequa Park | NY | 11762 |  |  | 0 | 0 | 5 | 0 | 0 | 0 | 0 | 0 | 0 | 0 | 0 | 0 | FALSE | KJFK | 2020-11-11 17:31 | 1 |  |  | Residential | Single-family detached |  |  | Long Island Power Authority (PSEG-LI) |  | K - Long Island
1562 | Home C in 11580 |  |  | VALLEY STRM | NY | 11580 |  |  | 0 | 0 | 5 | 0 | 0 | 0 | 0 | 0 | 0 | 0 | 0 | 0 | FALSE | KJFK | 2020-11-11 17:31 | 1 |  |  | Residential | Single-family detached |  |  | Long Island Power Authority (PSEG-LI) |  | K - Long Island
1563 | Home B in 11953 |  |  | MIDDLE IS | NY | 11953 |  |  | 0 | 0 | 5 | 0 | 0 | 0 | 0 | 0 | 0 | 0 | 0 | 0 | FALSE | KISP | 2020-11-11 17:31 | 1 |  |  | Residential | Single-family detached |  |  | Long Island Power Authority (PSEG-LI) |  | K - Long Island
1564 | Home A in 11570 |  |  | ROCKVLE CTR | NY | 11570 |  |  | 0 | 0 | 5 | 0 | 0 | 0 | 0 | 0 | 0 | 0 | 0 | 0 | FALSE | KJFK | 2020-11-11 17:32 | 1 |  |  | Residential | Single-family detached |  |  | Long Island Power Authority (PSEG-LI) |  | K - Long Island
1565 | Home D in 11030 |  |  | Manhasset | NY | 11030 |  |  | 0 | 0 | 5 | 0 | 0 | 0 | 0 | 0 | 0 | 0 | 0 | 0 | FALSE | KJFK | 2020-11-11 17:32 | 1 |  |  | Residential | Single-family detached |  |  | Long Island Power Authority (PSEG-LI) |  | K - Long Island
1566 | Home B in 11717 |  |  | Brentwood | NY | 11717 |  |  | 0 | 0 | 5 | 0 | 0 | 0 | 0 | 0 | 0 | 0 | 0 | 0 | FALSE | KISP | 2020-11-11 17:32 | 1 |  |  | Residential | Single-family detached |  |  | Long Island Power Authority (PSEG-LI) |  | K - Long Island
1567 | Home B in 11954 |  |  | MONTAUK | NY | 11954 |  |  | 0 | 0 | 5 | 0 | 0 | 0 | 0 | 0 | 0 | 0 | 0 | 0 | FALSE | KISP | 2020-11-11 17:32 | 1 |  |  | Residential | Single-family detached |  |  | Long Island Power Authority (PSEG-LI) |  | K - Long Island
1568 | Home B in 11554 |  |  | East Meadow | NY | 11554 |  |  | 0 | 0 | 5 | 0 | 0 | 0 | 0 | 0 | 0 | 0 | 0 | 0 | FALSE | KJFK | 2020-11-11 17:33 | 1 |  |  | Residential | Single-family detached |  |  | Long Island Power Authority (PSEG-LI) |  | K - Long Island
1569 | Home C in 11754 |  |  | Kings Park | NY | 11754 |  |  | 0 | 0 | 5 | 0 | 0 | 0 | 0 | 0 | 0 | 0 | 0 | 0 | FALSE | KISP | 2020-11-11 17:33 | 1 |  |  | Residential | Single-family detached |  |  | Long Island Power Authority (PSEG-LI) |  | K - Long Island
1570 | Home D in 11040 |  |  | Manhasset Hills | NY | 11040 |  |  | 0 | 0 | 5 | 0 | 0 | 0 | 0 | 0 | 0 | 0 | 0 | 0 | FALSE | KJFK | 2020-11-11 17:33 | 1 |  |  | Residential | Single-family detached |  |  | Long Island Power Authority (PSEG-LI) |  | K - Long Island
1571 | Home B in 11557 |  |  | HEWLETT | NY | 11557 |  |  | 0 | 0 | 5 | 0 | 0 | 0 | 0 | 0 | 0 | 0 | 0 | 0 | FALSE | KJFK | 2020-11-11 17:33 | 1 |  |  | Residential | Single-family detached |  |  | Long Island Power Authority (PSEG-LI) |  | K - Long Island
1572 | Home A in 11579 |  |  | SEA CLIFF | NY | 11579 |  |  | 0 | 0 | 5 | 0 | 0 | 0 | 0 | 0 | 0 | 0 | 0 | 0 | FALSE | KJFK | 2020-11-11 17:34 | 1 |  |  | Residential | Single-family detached |  |  | Long Island Power Authority (PSEG-LI) |  | K - Long Island
1573 | Home A in 11003 |  |  | ELMONT | NY | 11003 |  |  | 0 | 0 | 5 | 0 | 0 | 0 | 0 | 0 | 0 | 0 | 0 | 0 | FALSE | KJFK | 2020-11-11 17:34 | 1 |  |  | Residential | Single-family detached |  |  | Long Island Power Authority (PSEG-LI) |  | K - Long Island
1574 | Home A in 11501 |  |  | Mineola | NY | 11501 |  |  | 0 | 0 | 5 | 0 | 0 | 0 | 0 | 0 | 0 | 0 | 0 | 0 | FALSE | KJFK | 2020-11-11 17:34 | 1 |  |  | Residential | Single-family detached |  |  | Long Island Power Authority (PSEG-LI) |  | K - Long Island
1575 | Home G in 11746 |  |  | Dix Hills | NY | 11746 |  |  | 0 | 0 | 5 | 0 | 0 | 0 | 0 | 0 | 0 | 0 | 0 | 0 | FALSE | KISP | 2020-11-11 17:35 | 1 |  |  | Residential | Single-family detached |  |  | Long Island Power Authority (PSEG-LI) |  | K - Long Island
1576 | Home B in 11598 |  |  | WOODMERE | NY | 11598 |  |  | 0 | 0 | 5 | 0 | 0 | 0 | 0 | 0 | 0 | 0 | 0 | 0 | FALSE | KJFK | 2020-11-11 17:36 | 1 |  |  | Residential | Single-family detached |  |  | Long Island Power Authority (PSEG-LI) |  | K - Long Island
1577 | Home B in 11741 |  |  | Holbrook | NY | 11741 |  |  | 0 | 0 | 5 | 0 | 0 | 0 | 0 | 0 | 0 | 0 | 0 | 0 | FALSE | KISP | 2020-11-11 17:37 | 1 |  |  | Residential | Single-family detached |  |  | Long Island Power Authority (PSEG-LI) |  | K - Long Island
1578 | Home A in 11516 |  |  | CEDARHURST | NY | 11516 |  |  | 0 | 0 | 5 | 0 | 0 | 0 | 0 | 0 | 0 | 0 | 0 | 0 | FALSE | KJFK | 2020-11-11 17:37 | 1 |  |  | Residential | Single-family detached |  |  | Long Island Power Authority (PSEG-LI) |  | K - Long Island
1579 | Home B in 11740 |  |  | Greenlawn | NY | 11740 |  |  | 0 | 0 | 5 | 0 | 0 | 0 | 0 | 0 | 0 | 0 | 0 | 0 | FALSE | KISP | 2020-11-11 17:37 | 1 |  |  | Residential | Single-family detached |  |  | Long Island Power Authority (PSEG-LI) |  | K - Long Island
1580 | Home C in 11554 |  |  | East Meadow | NY | 11554 |  |  | 0 | 0 | 5 | 0 | 0 | 0 | 0 | 0 | 0 | 0 | 0 | 0 | FALSE | KJFK | 2020-11-11 17:37 | 1 |  |  | Residential | Single-family detached |  |  | Long Island Power Authority (PSEG-LI) |  | K - Long Island
1581 | Home C in 11001 |  |  | South Floral Park | NY | 11001 |  |  | 0 | 0 | 5 | 0 | 0 | 0 | 0 | 0 | 0 | 0 | 0 | 0 | FALSE | KJFK | 2020-11-11 17:38 | 1 |  |  | Residential | Single-family detached |  |  | Long Island Power Authority (PSEG-LI) |  | K - Long Island
1582 | Home B in 11964 |  |  | Shelter Island | NY | 11964 |  |  | 0 | 0 | 5 | 0 | 0 | 0 | 0 | 0 | 0 | 0 | 0 | 0 | FALSE | KISP | 2020-11-11 17:38 | 1 |  |  | Residential | Single-family detached |  |  | Long Island Power Authority (PSEG-LI) |  | K - Long Island
1583 | Home E in 11040 |  |  | New Hyde Park | NY | 11040 |  |  | 0 | 0 | 5 | 0 | 0 | 0 | 0 | 0 | 0 | 0 | 0 | 0 | FALSE | KJFK | 2020-11-11 17:38 | 1 |  |  | Residential | Single-family detached |  |  | Long Island Power Authority (PSEG-LI) |  | K - Long Island
1584 | Home A in 11596 |  |  | Williston Park | NY | 11596 |  |  | 0 | 0 | 5 | 0 | 0 | 0 | 0 | 0 | 0 | 0 | 0 | 0 | FALSE | KJFK | 2020-11-11 17:39 | 1 |  |  | Residential | Single-family detached |  |  | Long Island Power Authority (PSEG-LI) |  | K - Long Island
1585 | Home B in 11003 |  |  | ELMONT | NY | 11003 |  |  | 0 | 0 | 5 | 0 | 0 | 0 | 0 | 0 | 0 | 0 | 0 | 0 | FALSE | KJFK | 2020-11-11 17:39 | 1 |  |  | Residential | Single-family detached |  |  | Long Island Power Authority (PSEG-LI) |  | K - Long Island
1586 | Home C in 11003 |  |  | Elmont | NY | 11003 |  |  | 0 | 0 | 5 | 0 | 0 | 0 | 0 | 0 | 0 | 0 | 0 | 0 | FALSE | KJFK | 2020-11-11 17:39 | 1 |  |  | Residential | Single-family detached |  |  | Long Island Power Authority (PSEG-LI) |  | K - Long Island
1587 | Home A in 11577 |  |  | Roslyn Heights | NY | 11577 |  |  | 0 | 0 | 5 | 0 | 0 | 0 | 0 | 0 | 0 | 0 | 0 | 0 | FALSE | KJFK | 2020-11-11 17:40 | 1 |  |  | Residential | Single-family detached |  |  | Long Island Power Authority (PSEG-LI) |  | K - Long Island
1588 | Home B in 11542 |  |  | Glen Cove | NY | 11542 |  |  | 0 | 0 | 5 | 0 | 0 | 0 | 0 | 0 | 0 | 0 | 0 | 0 | FALSE | KJFK | 2020-11-11 17:40 | 1 |  |  | Residential | Single-family detached |  |  | Long Island Power Authority (PSEG-LI) |  | K - Long Island
1589 | Home B in 11702 |  |  | Babylon | NY | 11702 |  |  | 0 | 0 | 5 | 0 | 0 | 0 | 0 | 0 | 0 | 0 | 0 | 0 | FALSE | KISP | 2020-11-11 17:40 | 1 |  |  | Residential | Single-family detached |  |  | Long Island Power Authority (PSEG-LI) |  | K - Long Island
1590 | Home A in 11961 |  |  | Ridge | NY | 11961 |  |  | 0 | 0 | 5 | 0 | 0 | 0 | 0 | 0 | 0 | 0 | 0 | 0 | FALSE | KISP | 2020-11-11 17:40 | 1 |  |  | Residential | Single-family detached |  |  | Long Island Power Authority (PSEG-LI) |  | K - Long Island
1591 | Home C in 11710 |  |  | North Bellmore | NY | 11710 |  |  | 0 | 0 | 6 | 0 | 0 | 0 | 0 | 0 | 0 | 0 | 0 | 0 | FALSE | KJFK | 2020-11-11 17:41 | 1 |  |  | Residential | Single-family detached |  |  | Long Island Power Authority (PSEG-LI) |  | K - Long Island
1592 | Home F in 11757 |  |  | Lindenhurst | NY | 11757 |  |  | 0 | 0 | 6 | 0 | 0 | 0 | 0 | 0 | 0 | 0 | 0 | 0 | FALSE | KISP | 2020-11-11 17:41 | 1 |  |  | Residential | Single-family detached |  |  | Long Island Power Authority (PSEG-LI) |  | K - Long Island
1593 | Home D in 11003 |  |  | Elmont | NY | 11003 |  |  | 0 | 0 | 5 | 0 | 0 | 0 | 0 | 0 | 0 | 0 | 0 | 0 | FALSE | KJFK | 2020-11-11 17:41 | 1 |  |  | Residential | Single-family detached |  |  | Long Island Power Authority (PSEG-LI) |  | K - Long Island
1594 | Home F in 11791 |  |  | Syosset | NY | 11791 |  |  | 0 | 0 | 5 | 0 | 0 | 0 | 0 | 0 | 0 | 0 | 0 | 0 | FALSE | KJFK | 2020-11-11 17:42 | 1 |  |  | Residential | Single-family detached |  |  | Long Island Power Authority (PSEG-LI) |  | K - Long Island
1595 | Home A in 11704 |  |  | West Babylon | NY | 11704 |  |  | 0 | 0 | 5 | 0 | 0 | 0 | 0 | 0 | 0 | 0 | 0 | 0 | FALSE | KISP | 2020-11-11 17:42 | 1 |  |  | Residential | Single-family detached |  |  | Long Island Power Authority (PSEG-LI) |  | K - Long Island
1596 | Home A in 11798 |  |  | Wheatley Heights | NY | 11798 |  |  | 0 | 0 | 5 | 0 | 0 | 0 | 0 | 0 | 0 | 0 | 0 | 0 | FALSE | KISP | 2020-11-11 17:42 | 1 |  |  | Residential | Single-family detached |  |  | Long Island Power Authority (PSEG-LI) |  | K - Long Island
1597 | Home A in 11730 |  |  | Islip | NY | 11730 |  |  | 0 | 0 | 5 | 0 | 0 | 0 | 0 | 0 | 0 | 0 | 0 | 0 | FALSE | KISP | 2020-11-11 17:42 | 1 |  |  | Residential | Single-family detached |  |  | Long Island Power Authority (PSEG-LI) |  | K - Long Island
1598 | Home C in 11731 |  |  | East Northport | NY | 11731 |  |  | 0 | 0 | 5 | 0 | 0 | 0 | 0 | 0 | 0 | 0 | 0 | 0 | FALSE | KISP | 2020-11-11 17:43 | 1 |  |  | Residential | Single-family detached |  |  | Long Island Power Authority (PSEG-LI) |  | K - Long Island
1599 | Home C in 11953 |  |  | Middle Island | NY | 11953 |  |  | 0 | 0 | 5 | 0 | 0 | 0 | 0 | 0 | 0 | 0 | 0 | 0 | FALSE | KISP | 2020-11-11 17:43 | 1 |  |  | Residential | Single-family detached |  |  | Long Island Power Authority (PSEG-LI) |  | K - Long Island
1600 | Home G in 11757 |  |  | Lindenhurst | NY | 11757 |  |  | 0 | 0 | 5 | 0 | 0 | 0 | 0 | 0 | 0 | 0 | 0 | 0 | FALSE | KISP | 2020-11-11 17:43 | 1 |  |  | Residential | Single-family detached |  |  | Long Island Power Authority (PSEG-LI) |  | K - Long Island
1601 | Home C in 11706 |  |  | BAY SHORE | NY | 11706 |  |  | 0 | 0 | 5 | 0 | 0 | 0 | 0 | 0 | 0 | 0 | 0 | 0 | FALSE | KISP | 2020-11-11 17:43 | 1 |  |  | Residential | Single-family detached |  |  | Long Island Power Authority (PSEG-LI) |  | K - Long Island
1602 | Home B in 11753 |  |  | Jericho | NY | 11753 |  |  | 0 | 0 | 5 | 0 | 0 | 0 | 0 | 0 | 0 | 0 | 0 | 0 | FALSE | KJFK | 2020-11-11 17:43 | 1 |  |  | Residential | Single-family detached |  |  | Long Island Power Authority (PSEG-LI) |  | K - Long Island
1603 | Home A in 11703 |  |  | North Babylon | NY | 11703 |  |  | 0 | 0 | 5 | 0 | 0 | 0 | 0 | 0 | 0 | 0 | 0 | 0 | FALSE | KISP | 2020-11-11 17:44 | 1 |  |  | Residential | Single-family detached |  |  | Long Island Power Authority (PSEG-LI) |  | K - Long Island
1604 | Home B in 11725 |  |  | COMMACK | NY | 11725 |  |  | 0 | 0 | 5 | 0 | 0 | 0 | 0 | 0 | 0 | 0 | 0 | 0 | FALSE | KISP | 2020-11-11 17:44 | 1 |  |  | Residential | Single-family detached |  |  | Long Island Power Authority (PSEG-LI) |  | K - Long Island
1605 | Home D in 11572 |  |  | OCEANSIDE | NY | 11572 |  |  | 0 | 0 | 5 | 0 | 0 | 0 | 0 | 0 | 0 | 0 | 0 | 0 | FALSE | KJFK | 2020-11-11 17:44 | 1 |  |  | Residential | Single-family detached |  |  | Long Island Power Authority (PSEG-LI) |  | K - Long Island
1606 | Home B in 11720 |  |  | CENTEREACH | NY | 11720 |  |  | 0 | 0 | 5 | 0 | 0 | 0 | 0 | 0 | 0 | 0 | 0 | 0 | FALSE | KISP | 2020-11-11 17:44 | 1 |  |  | Residential | Single-family detached |  |  | Long Island Power Authority (PSEG-LI) |  | K - Long Island
1607 | Home B in 11023 |  |  | Great Neck | NY | 11023 |  |  | 0 | 0 | 5 | 0 | 0 | 0 | 0 | 0 | 0 | 0 | 0 | 0 | FALSE | KJFK | 2020-11-11 17:44 | 1 |  |  | Residential | Single-family detached |  |  | Long Island Power Authority (PSEG-LI) |  | K - Long Island
1608 | Home A in 11784 |  |  | SELDEN | NY | 11784 |  |  | 0 | 0 | 5 | 0 | 0 | 0 | 0 | 0 | 0 | 0 | 0 | 0 | FALSE | KISP | 2020-11-11 17:45 | 1 |  |  | Residential | Single-family detached |  |  | Long Island Power Authority (PSEG-LI) |  | K - Long Island
1609 | Home B in 11703 |  |  | North Babylon | NY | 11703 |  |  | 0 | 0 | 5 | 0 | 0 | 0 | 0 | 0 | 0 | 0 | 0 | 0 | FALSE | KISP | 2020-11-11 17:45 | 1 |  |  | Residential | Single-family detached |  |  | Long Island Power Authority (PSEG-LI) |  | K - Long Island
1610 | Home H in 11757 |  |  | Lindenhurst | NY | 11757 |  |  | 0 | 0 | 5 | 0 | 0 | 0 | 0 | 0 | 0 | 0 | 0 | 0 | FALSE | KISP | 2020-11-11 17:45 | 1 |  |  | Residential | Single-family detached |  |  | Long Island Power Authority (PSEG-LI) |  | K - Long Island
1611 | Home B in 11561 |  |  | Lido Beach | NY | 11561 |  |  | 0 | 0 | 5 | 0 | 0 | 0 | 0 | 0 | 0 | 0 | 0 | 0 | FALSE | KJFK | 2020-11-11 19:33 | 1 |  |  | Residential | Single-family detached |  |  | Long Island Power Authority (PSEG-LI) |  | K - Long Island
1612 | Home A in 11021 |  |  | GREAT NECK | NY | 11021 |  |  | 0 | 0 | 5 | 0 | 0 | 0 | 0 | 0 | 0 | 0 | 0 | 0 | FALSE | KJFK | 2020-11-11 19:34 | 1 |  |  | Residential | Single-family detached |  |  | Long Island Power Authority (PSEG-LI) |  | K - Long Island
1613 | Home B in 11788 |  |  | Hauppauge | NY | 11788 |  |  | 0 | 0 | 5 | 0 | 0 | 0 | 0 | 0 | 0 | 0 | 0 | 0 | FALSE | KISP | 2020-11-11 19:40 | 1 |  |  | Residential | Single-family detached |  |  | Long Island Power Authority (PSEG-LI) |  | K - Long Island
1614 | Home C in 11542 |  |  | Glen Cove | NY | 11542 |  |  | 0 | 0 | 5 | 0 | 0 | 0 | 0 | 0 | 0 | 0 | 0 | 0 | FALSE | KJFK | 2020-11-11 19:41 | 1 |  |  | Residential | Single-family detached |  |  | Long Island Power Authority (PSEG-LI) |  | K - Long Island
1615 | Home C in 11725 |  |  | Commack | NY | 11725 |  |  | 0 | 0 | 5 | 0 | 0 | 0 | 0 | 0 | 0 | 0 | 0 | 0 | FALSE | KISP | 2020-11-11 19:41 | 1 |  |  | Residential | Single-family detached |  |  | Long Island Power Authority (PSEG-LI) |  | K - Long Island
1616 | Home A in 11780 |  |  | Saint James | NY | 11780 |  |  | 0 | 0 | 5 | 0 | 0 | 0 | 0 | 0 | 0 | 0 | 0 | 0 | FALSE | KISP | 2020-11-11 19:42 | 1 |  |  | Residential | Single-family detached |  |  | Long Island Power Authority (PSEG-LI) |  | K - Long Island
1617 | Home A in 11792 |  |  | Wading River | NY | 11792 |  |  | 0 | 0 | 5 | 0 | 0 | 0 | 0 | 0 | 0 | 0 | 0 | 0 | FALSE | KISP | 2020-11-11 19:42 | 1 |  |  | Residential | Single-family detached |  |  | Long Island Power Authority (PSEG-LI) |  | K - Long Island
1618 | Home C in 11561 |  |  | Long Beach | NY | 11561 |  |  | 0 | 0 | 5 | 0 | 0 | 0 | 0 | 0 | 0 | 0 | 0 | 0 | FALSE | KJFK | 2020-11-11 19:42 | 1 |  |  | Residential | Single-family detached |  |  | Long Island Power Authority (PSEG-LI) |  | K - Long Island
1619 | Home E in 11003 |  |  | Elmont | NY | 11003 |  |  | 0 | 0 | 5 | 0 | 0 | 0 | 0 | 0 | 0 | 0 | 0 | 0 | FALSE | KJFK | 2020-11-11 19:42 | 1 |  |  | Residential | Single-family detached |  |  | Long Island Power Authority (PSEG-LI) |  | K - Long Island
1620 | Home A in 11772 |  |  | East Patchogue | NY | 11772 |  |  | 0 | 0 | 5 | 0 | 0 | 0 | 0 | 0 | 0 | 0 | 0 | 0 | FALSE | KISP | 2020-11-11 19:42 | 1 |  |  | Residential | Single-family detached |  |  | Long Island Power Authority (PSEG-LI) |  | K - Long Island
1621 | Home E in 11572 |  |  | Oceanside | NY | 11572 |  |  | 0 | 0 | 5 | 0 | 0 | 0 | 0 | 0 | 0 | 0 | 0 | 0 | FALSE | KJFK | 2020-11-11 19:42 | 1 |  |  | Residential | Single-family detached |  |  | Long Island Power Authority (PSEG-LI) |  | K - Long Island
1622 | Home C in 11717 |  |  | BRENTWOOD | NY | 11717 |  |  | 0 | 0 | 5 | 0 | 0 | 0 | 0 | 0 | 0 | 0 | 0 | 0 | FALSE | KISP | 2020-11-11 19:43 | 1 |  |  | Residential | Single-family detached |  |  | Long Island Power Authority (PSEG-LI) |  | K - Long Island
1623 | Home B in 11507 |  |  | Albertson | NY | 11507 |  |  | 0 | 0 | 5 | 0 | 0 | 0 | 0 | 0 | 0 | 0 | 0 | 0 | FALSE | KJFK | 2020-11-11 19:43 | 1 |  |  | Residential | Single-family detached |  |  | Long Island Power Authority (PSEG-LI) |  | K - Long Island
1624 | Home D in 11561 |  |  | Long Beach | NY | 11561 |  |  | 0 | 0 | 10 | 0 | 0 | 0 | 0 | 0 | 0 | 0 | 0 | 0 | FALSE | KJFK | 2020-11-11 19:43 | 1 |  |  | Residential | Single-family detached |  |  | Long Island Power Authority (PSEG-LI) |  | K - Long Island
1625 | Home A in 11790 |  |  | STONY BROOK | NY | 11790 |  |  | 0 | 0 | 10 | 0 | 0 | 0 | 0 | 0 | 0 | 0 | 0 | 0 | FALSE | KISP | 2020-11-11 19:43 | 1 |  |  | Residential | Single-family detached |  |  | Long Island Power Authority (PSEG-LI) |  | K - Long Island
1626 | Home F in 11003 |  |  | Elmont | NY | 11003 |  |  | 0 | 0 | 5 | 0 | 0 | 0 | 0 | 0 | 0 | 0 | 0 | 0 | FALSE | KJFK | 2020-11-11 19:44 | 1 |  |  | Residential | Single-family detached |  |  | Long Island Power Authority (PSEG-LI) |  | K - Long Island
1627 | Home A in 11949 |  |  | Manorville | NY | 11949 |  |  | 0 | 0 | 5 | 0 | 0 | 0 | 0 | 0 | 0 | 0 | 0 | 0 | FALSE | KISP | 2020-11-11 19:44 | 1 |  |  | Residential | Single-family detached |  |  | Long Island Power Authority (PSEG-LI) |  | K - Long Island
1628 | Home C in 11768 |  |  | Northport | NY | 11768 |  |  | 0 | 0 | 5 | 0 | 0 | 0 | 0 | 0 | 0 | 0 | 0 | 0 | FALSE | KISP | 2020-11-11 19:44 | 1 |  |  | Residential | Single-family detached |  |  | Long Island Power Authority (PSEG-LI) |  | K - Long Island
1629 | Home C in 11963 |  |  | Sag Harbor | NY | 11963 |  |  | 0 | 0 | 10 | 0 | 0 | 0 | 0 | 0 | 0 | 0 | 0 | 0 | FALSE | KISP | 2020-11-11 19:44 | 1 |  |  | Residential | Single-family detached |  |  | Long Island Power Authority (PSEG-LI) |  | K - Long Island
1630 | Home B in 11772 |  |  | Patchogue | NY | 11772 |  |  | 0 | 0 | 10 | 0 | 0 | 0 | 0 | 0 | 0 | 0 | 0 | 0 | FALSE | KISP | 2020-11-11 19:45 | 1 |  |  | Residential | Single-family detached |  |  | Long Island Power Authority (PSEG-LI) |  | K - Long Island
1631 | Home A in 11795 |  |  | West Islip | NY | 11795 |  |  | 0 | 0 | 5 | 0 | 0 | 0 | 0 | 0 | 0 | 0 | 0 | 0 | FALSE | KISP | 2020-11-11 19:45 | 1 |  |  | Residential | Single-family detached |  |  | Long Island Power Authority (PSEG-LI) |  | K - Long Island
1632 | Home C in 11782 |  |  | Sayville | NY | 11782 |  |  | 0 | 0 | 10 | 0 | 0 | 0 | 0 | 0 | 0 | 0 | 0 | 0 | FALSE | KISP | 2020-11-11 19:45 | 1 |  |  | Residential | Single-family detached |  |  | Long Island Power Authority (PSEG-LI) |  | K - Long Island
1633 | Home C in 11788 |  |  | Hauppauge | NY | 11788 |  |  | 0 | 0 | 10 | 0 | 0 | 0 | 0 | 0 | 0 | 0 | 0 | 0 | FALSE | KISP | 2020-11-11 19:45 | 1 |  |  | Residential | Single-family detached |  |  | Long Island Power Authority (PSEG-LI) |  | K - Long Island
1634 | Home C in 11050 |  |  | Port Washington | NY | 11050 |  |  | 0 | 0 | 10 | 0 | 0 | 0 | 0 | 0 | 0 | 0 | 0 | 0 | FALSE | KJFK | 2020-11-11 19:45 | 1 |  |  | Residential | Single-family detached |  |  | Long Island Power Authority (PSEG-LI) |  | K - Long Island
1635 | Home D in 11782 |  |  | Sayville | NY | 11782 |  |  | 0 | 0 | 10 | 0 | 0 | 0 | 0 | 0 | 0 | 0 | 0 | 0 | FALSE | KISP | 2020-11-11 19:46 | 1 |  |  | Residential | Single-family detached |  |  | Long Island Power Authority (PSEG-LI) |  | K - Long Island
1636 | Home A in 11550 |  |  | Hempstead | NY | 11550 |  |  | 0 | 0 | 5 | 0 | 0 | 0 | 0 | 0 | 0 | 0 | 0 | 0 | FALSE | KJFK | 2020-11-11 19:46 | 1 |  |  | Residential | Single-family detached |  |  | Long Island Power Authority (PSEG-LI) |  | K - Long Island
1637 | Home B in 11758 |  |  | Massapequa | NY | 11758 |  |  | 0 | 0 | 10 | 0 | 0 | 0 | 0 | 0 | 0 | 0 | 0 | 0 | FALSE | KJFK | 2020-11-11 19:46 | 1 |  |  | Residential | Single-family detached |  |  | Long Island Power Authority (PSEG-LI) |  | K - Long Island
1638 | Home B in 11793 |  |  | Wantagh | NY | 11793 |  |  | 0 | 0 | 10 | 0 | 0 | 0 | 0 | 0 | 0 | 0 | 0 | 0 | FALSE | KJFK | 2020-11-11 19:47 | 1 |  |  | Residential | Single-family detached |  |  | Long Island Power Authority (PSEG-LI) |  | K - Long Island
1639 | Home A in 11752 |  |  | Islip Terrace | NY | 11752 |  |  | 0 | 0 | 5 | 0 | 0 | 0 | 0 | 0 | 0 | 0 | 0 | 0 | FALSE | KISP | 2020-11-11 19:47 | 1 |  |  | Residential | Single-family detached |  |  | Long Island Power Authority (PSEG-LI) |  | K - Long Island
1640 | Home C in 11507 |  |  | Albertson | NY | 11507 |  |  | 0 | 0 | 5 | 0 | 0 | 0 | 0 | 0 | 0 | 0 | 0 | 0 | FALSE | KJFK | 2020-11-11 19:47 | 1 |  |  | Residential | Single-family detached |  |  | Long Island Power Authority (PSEG-LI) |  | K - Long Island
1641 | Home C in 11703 |  |  | North Babylon | NY | 11703 |  |  | 0 | 0 | 5 | 0 | 0 | 0 | 0 | 0 | 0 | 0 | 0 | 0 | FALSE | KISP | 2020-11-11 19:47 | 1 |  |  | Residential | Single-family detached |  |  | Long Island Power Authority (PSEG-LI) |  | K - Long Island
1642 | Home B in 11738 |  |  | FARMNGVILLE | NY | 11738 |  |  | 0 | 0 | 5 | 0 | 0 | 0 | 0 | 0 | 0 | 0 | 0 | 0 | FALSE | KISP | 2020-11-11 19:47 | 1 |  |  | Residential | Single-family detached |  |  | Long Island Power Authority (PSEG-LI) |  | K - Long Island
1643 | Home A in 11575 |  |  | ROOSEVELT | NY | 11575 |  |  | 0 | 0 | 5 | 0 | 0 | 0 | 0 | 0 | 0 | 0 | 0 | 0 | FALSE | KJFK | 2020-11-11 19:47 | 1 |  |  | Residential | Single-family detached |  |  | Long Island Power Authority (PSEG-LI) |  | K - Long Island
1644 | Home A in 11721 |  |  | CENTERPORT | NY | 11721 |  |  | 0 | 0 | 5 | 0 | 0 | 0 | 0 | 0 | 0 | 0 | 0 | 0 | FALSE | KISP | 2020-11-11 19:48 | 1 |  |  | Residential | Single-family detached |  |  | Long Island Power Authority (PSEG-LI) |  | K - Long Island
1645 | Home D in 11050 |  |  | Port Washington | NY | 11050 |  |  | 0 | 0 | 10 | 0 | 0 | 0 | 0 | 0 | 0 | 0 | 0 | 0 | FALSE | KJFK | 2020-11-11 19:49 | 1 |  |  | Residential | Single-family detached |  |  | Long Island Power Authority (PSEG-LI) |  | K - Long Island
1646 | Home E in 11762 |  |  | Massapequa Park | NY | 11762 |  |  | 0 | 0 | 5 | 0 | 0 | 0 | 0 | 0 | 0 | 0 | 0 | 0 | FALSE | KJFK | 2020-11-11 19:49 | 1 |  |  | Residential | Single-family detached |  |  | Long Island Power Authority (PSEG-LI) |  | K - Long Island
1647 | Home A in 11975 |  |  | WAINSCOTT | NY | 11975 |  |  | 0 | 0 | 8 | 0 | 0 | 0 | 0 | 0 | 0 | 0 | 0 | 0 | FALSE | KISP | 2020-11-11 19:49 | 1 |  |  | Residential | Single-family detached |  |  | Long Island Power Authority (PSEG-LI) |  | K - Long Island
1648 | Home F in 11762 |  |  | Massapequa Park | NY | 11762 |  |  | 0 | 0 | 10 | 0 | 0 | 0 | 0 | 0 | 0 | 0 | 0 | 0 | FALSE | KJFK | 2020-11-11 19:49 | 1 |  |  | Residential | Single-family detached |  |  | Long Island Power Authority (PSEG-LI) |  | K - Long Island
1649 | Home F in 11040 |  |  | New Hyde Park | NY | 11040 |  |  | 0 | 0 | 5 | 0 | 0 | 0 | 0 | 0 | 0 | 0 | 0 | 0 | FALSE | KJFK | 2020-11-11 19:50 | 1 |  |  | Residential | Single-family detached |  |  | Long Island Power Authority (PSEG-LI) |  | K - Long Island
1650 | Home D in 11788 |  |  | Hauppauge | NY | 11788 |  |  | 0 | 0 | 5 | 0 | 0 | 0 | 0 | 0 | 0 | 0 | 0 | 0 | FALSE | KISP | 2020-11-11 19:50 | 1 |  |  | Residential | Single-family detached |  |  | Long Island Power Authority (PSEG-LI) |  | K - Long Island
1651 | Home B in 11010 |  |  | Franklin Square | NY | 11010 |  |  | 0 | 0 | 5 | 0 | 0 | 0 | 0 | 0 | 0 | 0 | 0 | 0 | FALSE | KJFK | 2020-11-11 19:50 | 1 |  |  | Residential | Single-family detached |  |  | Long Island Power Authority (PSEG-LI) |  | K - Long Island
1652 | Home C in 11787 |  |  | Smithtown | NY | 11787 |  |  | 0 | 0 | 9.8 | 0 | 0 | 0 | 0 | 0 | 0 | 0 | 0 | 0 | FALSE | KISP | 2020-11-11 19:50 | 1 |  |  | Residential | Single-family detached |  |  | Long Island Power Authority (PSEG-LI) |  | K - Long Island
1653 | Home A in 11769 |  |  | OAKDALE | NY | 11769 |  |  | 0 | 0 | 5 | 0 | 0 | 0 | 0 | 0 | 0 | 0 | 0 | 0 | FALSE | KISP | 2020-11-11 19:51 | 1 |  |  | Residential | Single-family detached |  |  | Long Island Power Authority (PSEG-LI) |  | K - Long Island
1654 | Home A in 11960 |  |  | Remsenburg | NY | 11960 |  |  | 0 | 0 | 5 | 0 | 0 | 0 | 0 | 0 | 0 | 0 | 0 | 0 | FALSE | KISP | 2020-11-11 19:51 | 1 |  |  | Residential | Single-family detached |  |  | Long Island Power Authority (PSEG-LI) |  | K - Long Island
1655 | Home C in 11566 |  |  | Merrick | NY | 11566 |  |  | 0 | 0 | 5 | 0 | 0 | 0 | 0 | 0 | 0 | 0 | 0 | 0 | FALSE | KJFK | 2020-11-11 19:51 | 1 |  |  | Residential | Single-family detached |  |  | Long Island Power Authority (PSEG-LI) |  | K - Long Island
1656 | Home A in 11932 |  |  | Bridgehampton | NY | 11932 |  |  | 0 | 0 | 8 | 0 | 0 | 0 | 0 | 0 | 0 | 0 | 0 | 0 | FALSE | KISP | 2021-03-05 18:55 | 1 |  |  | Residential | Single-family detached |  |  | Long Island Power Authority (PSEG-LI) |  | K - Long Island
1657 | Home E in 11747 |  |  | Melville | NY | 11747 |  |  | 0 | 0 | 5 | 0 | 0 | 0 | 0 | 0 | 0 | 0 | 0 | 0 | FALSE | KISP | 2020-11-11 19:52 | 1 |  |  | Residential | Single-family detached |  |  | Long Island Power Authority (PSEG-LI) |  | K - Long Island
1658 | Home B in 11553 |  |  | UNIONDALE | NY | 11553 |  |  | 0 | 0 | 5 | 0 | 0 | 0 | 0 | 0 | 0 | 0 | 0 | 0 | FALSE | KJFK | 2020-11-11 19:52 | 1 |  |  | Residential | Single-family detached |  |  | Long Island Power Authority (PSEG-LI) |  | K - Long Island
1659 | Home C in 11720 |  |  | CENTEREACH | NY | 11720 |  |  | 0 | 0 | 5 | 0 | 0 | 0 | 0 | 0 | 0 | 0 | 0 | 0 | FALSE | KISP | 2020-11-11 19:52 | 1 |  |  | Residential | Single-family detached |  |  | Long Island Power Authority (PSEG-LI) |  | K - Long Island
1660 | Home G in 11040 |  |  | New Hyde Park | NY | 11040 |  |  | 0 | 0 | 10 | 0 | 0 | 0 | 0 | 0 | 0 | 0 | 0 | 0 | FALSE | KJFK | 2020-11-11 19:52 | 1 |  |  | Residential | Single-family detached |  |  | Long Island Power Authority (PSEG-LI) |  | K - Long Island
1661 | Home H in 11746 |  |  | Huntington Station | NY | 11746 |  |  | 0 | 0 | 10 | 0 | 0 | 0 | 0 | 0 | 0 | 0 | 0 | 0 | FALSE | KISP | 2020-11-11 19:53 | 1 |  |  | Residential | Single-family detached |  |  | Long Island Power Authority (PSEG-LI) |  | K - Long Island
1662 | Home C in 11740 |  |  | GREENLAWN | NY | 11740 |  |  | 0 | 0 | 5 | 0 | 0 | 0 | 0 | 0 | 0 | 0 | 0 | 0 | FALSE | KISP | 2020-11-11 19:53 | 1 |  |  | Residential | Single-family detached |  |  | Long Island Power Authority (PSEG-LI) |  | K - Long Island
1663 | Home B in 11020 |  |  | Great Neck | NY | 11020 |  |  | 0 | 0 | 10 | 0 | 0 | 0 | 0 | 0 | 0 | 0 | 0 | 0 | FALSE | KJFK | 2020-11-11 19:55 | 1 |  |  | Residential | Single-family detached |  |  | Long Island Power Authority (PSEG-LI) |  | K - Long Island
1664 | Home D in 11963 |  |  | Sag Harbor | NY | 11963 |  |  | 0 | 0 | 5 | 0 | 0 | 0 | 0 | 0 | 0 | 0 | 0 | 0 | FALSE | KISP | 2020-11-11 19:55 | 1 |  |  | Residential | Single-family detached |  |  | Long Island Power Authority (PSEG-LI) |  | K - Long Island
1665 | Home A in 11941 |  |  | Eastport | NY | 11941 |  |  | 0 | 0 | 10 | 0 | 0 | 0 | 0 | 0 | 0 | 0 | 0 | 0 | FALSE | KISP | 2020-11-11 19:55 | 1 |  |  | Residential | Single-family detached |  |  | Long Island Power Authority (PSEG-LI) |  | K - Long Island
1666 | Home D in 11710 |  |  | North Bellmore | NY | 11710 |  |  | 0 | 0 | 5 | 0 | 0 | 0 | 0 | 0 | 0 | 0 | 0 | 0 | FALSE | KJFK | 2020-11-11 19:56 | 1 |  |  | Residential | Single-family detached |  |  | Long Island Power Authority (PSEG-LI) |  | K - Long Island
1667 | Home E in 11561 |  |  | Long Beach | NY | 11561 |  |  | 0 | 0 | 5 | 0 | 0 | 0 | 0 | 0 | 0 | 0 | 0 | 0 | FALSE | KJFK | 2020-11-11 19:56 | 1 |  |  | Residential | Single-family detached |  |  | Long Island Power Authority (PSEG-LI) |  | K - Long Island
1668 | Home A in 11733 |  |  | East Setauket | NY | 11733 |  |  | 0 | 0 | 5 | 0 | 0 | 0 | 0 | 0 | 0 | 0 | 0 | 0 | FALSE | KISP | 2020-11-11 19:56 | 1 |  |  | Residential | Single-family detached |  |  | Long Island Power Authority (PSEG-LI) |  | K - Long Island
1669 | Home C in 11702 |  |  | BABYLON | NY | 11702 |  |  | 0 | 0 | 5 | 0 | 0 | 0 | 0 | 0 | 0 | 0 | 0 | 0 | FALSE | KISP | 2020-11-11 19:56 | 1 |  |  | Residential | Single-family detached |  |  | Long Island Power Authority (PSEG-LI) |  | K - Long Island
1670 | Home A in 11510 |  |  | Baldwin | NY | 11510 |  |  | 0 | 0 | 5 | 0 | 0 | 0 | 0 | 0 | 0 | 0 | 0 | 0 | FALSE | KJFK | 2020-11-11 19:57 | 1 |  |  | Residential | Single-family detached |  |  | Long Island Power Authority (PSEG-LI) |  | K - Long Island
1671 | Home A in 11770 |  |  | Ocean Beach | NY | 11770 |  |  | 0 | 0 | 10 | 0 | 0 | 0 | 0 | 0 | 0 | 0 | 0 | 0 | FALSE | KISP | 2020-11-11 19:57 | 1 |  |  | Residential | Single-family detached |  |  | Long Island Power Authority (PSEG-LI) |  | K - Long Island
1672 | Home C in 11738 |  |  | Farmingville | NY | 11738 |  |  | 0 | 0 | 10 | 0 | 0 | 0 | 0 | 0 | 0 | 0 | 0 | 0 | FALSE | KISP | 2020-11-11 19:57 | 1 |  |  | Residential | Single-family detached |  |  | Long Island Power Authority (PSEG-LI) |  | K - Long Island
1673 | Home A in 11767 |  |  | Nesconset | NY | 11767 |  |  | 0 | 0 | 5 | 0 | 0 | 0 | 0 | 0 | 0 | 0 | 0 | 0 | FALSE | KISP | 2020-11-11 19:57 | 1 |  |  | Residential | Single-family detached |  |  | Long Island Power Authority (PSEG-LI) |  | K - Long Island
1674 | Home E in 11788 |  |  | Hauppauge | NY | 11788 |  |  | 0 | 0 | 5 | 0 | 0 | 0 | 0 | 0 | 0 | 0 | 0 | 0 | FALSE | KISP | 2020-11-11 19:58 | 1 |  |  | Residential | Single-family detached |  |  | Long Island Power Authority (PSEG-LI) |  | K - Long Island
1675 | Solar Farms New York - Dryden Community Solar Farm - 212 Ferguson Rd - PV Systems | 212 Ferguson Rd |  | Dryden | NY | 13053 |  |  | 2762.76 | 0 | 0 | 0 | 0 | 0 | 0 | 0 | 0 | 0 | 0 | 0 | FALSE | KITH | 2020-08-20 20:43 | 1 |  |  | Offsite Resource | Solar Farm |  |  | New York State Electric and Gas |  | C - Central
1676 | Solar Farms New York - Norwich Community - 5050 State Highway 23 - PV Systems | 5050 State Highway 23 |  | Norwich | NY | 13815 |  |  | 17987 | 0 | 0 | 0 | 0 | 0 | 0 | 0 | 0 | 0 | 0 | 0 | FALSE | KSYR | 2020-08-20 20:43 | 1 |  |  | Offsite Resource | Solar Farm |  |  | New York State Electric and Gas |  | E - Mohawk Valley
1677 | Johnstown Solar 1, LLC | 137 NY-30A |  | Gloversville | NY | 12078 |  |  | 4434.43 | 0 | 0 | 0 | 0 | 0 | 0 | 0 | 0 | 0 | 0 | 0 | FALSE | KALB | 2020-08-27 22:26 | 1 |  |  | Offsite Resource | Solar Farm |  |  | National Grid - Upstate NY (Niagara Mohawk) |  | F - Capital
1678 | Ransomville Solar 1, LLC | 1897 Swann Road |  | Lewiston | NY | 14092 |  |  | 5215.21 | 0 | 0 | 0 | 0 | 0 | 0 | 0 | 0 | 0 | 0 | 0 | FALSE | KIAG | 2020-08-27 22:26 | 1 |  |  | Offsite Resource | Solar Farm |  |  | National Grid - Upstate NY (Niagara Mohawk) |  | A - West
1679 | Wawayanda Solar - Mount Orange Road - PV Systems | 461 Mount Orange Road |  | Wawayanda | NY | 10940 |  |  | 997.92 | 0 | 0 | 0 | 0 | 0 | 0 | 0 | 0 | 0 | 0 | 0 | FALSE | KSWF | 2020-09-01 23:07 | 1 |  |  | Offsite Resource | Solar Farm |  |  | Orange and Rockland Utilities |  | G - Hudson Valley
1680 | Grand Island Solar, LLC | 2411 Bedell Road |  | Grand Island | NY | 14072 |  |  | 2112 | 0 | 0 | 0 | 0 | 0 | 0 | 0 | 0 | 0 | 0 | 0 | FALSE | KIAG | 2020-09-09 14:32 | 1 |  |  | Offsite Resource | Solar Farm |  |  | National Grid - Upstate NY (Niagara Mohawk) |  | A - West
1681 | Medusa NY 1, LLC - 626 County Route 351 - PV Systems | 626 County Rte 351 |  | Medusa | NY | 12120 |  |  | 2800.98 | 0 | 0 | 0 | 0 | 0 | 0 | 0 | 0 | 0 | 0 | 0 | FALSE | KALB | 2021-03-05 18:59 | 1 |  |  | Offsite Resource | Solar Farm |  |  | Central Hudson Gas and Electric |  | F - Capital
1682 | Westtown NY 2, LLC - Whitford Road - PV Systems | 159 Whitford Rd |  | Westtown | NY | 10998 |  |  | 2757.72 | 0 | 0 | 0 | 0 | 0 | 0 | 0 | 0 | 0 | 0 | 0 | FALSE | KSWF | 2020-09-14 15:04 | 1 |  |  | Offsite Resource | Solar Farm |  |  | Orange and Rockland Utilities |  | G - Hudson Valley
1683 | ELP Saugerties Solar LLC. | 1765 Route 212 |  | Saugerties | NY | 12477 |  |  | 2997.54 | 0 | 0 | 0 | 0 | 0 | 0 | 0 | 0 | 0 | 0 | 0 | FALSE | KPOU | 2020-10-01 15:33 | 1 |  |  | Offsite Resource | Solar Farm |  |  | Central Hudson Gas and Electric |  | G - Hudson Valley
1684 | ELP Greenport Solar LLC | 4407 US Route 9 |  | Hudson | NY | 12534 |  |  | 6676 | 0 | 0 | 0 | 0 | 0 | 0 | 0 | 0 | 0 | 0 | 0 | FALSE | KPOU | 2020-10-01 15:33 | 1 |  |  | Offsite Resource | Solar Farm |  |  | National Grid - Upstate NY (Niagara Mohawk) |  | F - Capital
1685 | East Fishkill Solar LLC | 28 Helin Road |  | Hopewell Junction | NY | 12533 |  |  | 2930.4 | 0 | 0 | 0 | 0 | 0 | 0 | 0 | 0 | 0 | 0 | 0 | FALSE | KPOU | 2020-10-01 15:33 | 1 |  |  | Offsite Resource | Solar Farm |  |  | Central Hudson Gas and Electric |  | G - Hudson Valley
1686 | Sunstarter Solar XL LLC | 100 Lower Road |  | MInisink | NY | 10998 |  |  | 2931.84 | 0 | 0 | 0 | 0 | 0 | 0 | 0 | 0 | 0 | 0 | 0 | FALSE | KSWF | 2020-10-01 15:33 | 1 |  |  | Offsite Resource | Solar Farm |  |  | Orange and Rockland Utilities |  | G - Hudson Valley
1687 | Catlin Solar 1 | 68 Callahan Road |  | Beaver Dams | NY | 14812 |  |  | 6128.64 | 0 | 0 | 0 | 0 | 0 | 0 | 0 | 0 | 0 | 0 | 0 | FALSE | KITH | 2020-10-16 14:19 | 1 |  |  | Offsite Resource | Solar Farm |  |  | New York State Electric and Gas |  | C - Central
1690 | Home A in 10516 |  |  | Cold Spring | NY | 10516 |  |  | 0 | 0 | 6 | 0 | 0 | 0 | 0 | 0 | 0 | 0 | 0 | 0 | FALSE | KPOU | 2020-11-09 20:19 | 1 |  |  | Residential | Single-family detached |  |  | Central Hudson Gas and Electric |  | K - Long Island
1691 | Home C in 10524 |  |  | Garrison | NY | 10524 |  |  | 0 | 0 | 10 | 0 | 0 | 0 | 0 | 0 | 0 | 0 | 0 | 0 | FALSE | KPOU | 2020-11-09 20:19 | 1 |  |  | Residential | Single-family detached |  |  | Central Hudson Gas and Electric |  | K - Long Island
1693 | Home A in 10594 |  |  | Thornwood | NY | 10594 |  |  | 0 | 0 | 15 | 0 | 0 | 0 | 0 | 0 | 0 | 0 | 0 | 0 | FALSE | KHPN | 2020-11-09 21:32 | 1 |  |  | Residential | Single-family detached |  |  | Consolidated Edison |  | I - Dunwoodie
1694 | Home B in 10594 |  |  | Thornwood | NY | 10594 |  |  | 0 | 0 | 20 | 0 | 0 | 0 | 0 | 0 | 0 | 0 | 0 | 0 | FALSE | KHPN | 2020-11-09 21:32 | 1 |  |  | Residential | Single-family detached |  |  | Consolidated Edison |  | I - Dunwoodie
1696 | Home B in 10803 |  |  | Pelham | NY | 10803 |  |  | 0 | 0 | 5 | 0 | 0 | 0 | 0 | 0 | 0 | 0 | 0 | 0 | FALSE | KLGA | 2021-03-05 22:20 | 1 |  |  | Residential | Single-family detached |  |  | Consolidated Edison |  | J - New York City
1697 | Home A in 10805 |  |  | New Rochelle | NY | 10805 |  |  | 0 | 0 | 100 | 0 | 0 | 0 | 0 | 0 | 0 | 0 | 0 | 0 | FALSE | KLGA | 2020-11-09 21:32 | 1 |  |  | Residential | Single-family detached |  |  | Consolidated Edison |  | I - Dunwoodie
1698 | Home A in 10916 |  |  | East Meadow | NY | 10916 |  |  | 0 | 0 | 7.5 | 0 | 0 | 0 | 0 | 0 | 0 | 0 | 0 | 0 | FALSE | KSWF | 2020-11-09 21:32 | 1 |  |  | Residential | Single-family detached |  |  | Central Hudson Gas and Electric |  | K - Long Island
1699 | Home K in 10956 |  |  | New City | NY | 10956 |  |  | 0 | 0 | 10 | 0 | 0 | 0 | 0 | 0 | 0 | 0 | 0 | 0 | FALSE | KHPN | 2020-11-09 21:33 | 1 |  |  | Residential | Single-family detached |  |  | Orange and Rockland Utilities |  | G - Hudson Valley
1700 | Home A in 10969 |  |  | Pine Island | NY | 10969 |  |  | 0 | 0 | 5 | 0 | 0 | 0 | 0 | 0 | 0 | 0 | 0 | 0 | FALSE | KSWF | 2020-11-09 21:33 | 1 |  |  | Residential | Single-family detached |  |  | Orange and Rockland Utilities |  | G - Hudson Valley
1701 | Home B in 11021 |  |  | Great Neck | NY | 11021 |  |  | 0 | 0 | 10 | 0 | 0 | 0 | 0 | 0 | 0 | 0 | 0 | 0 | FALSE | KJFK | 2020-11-09 21:33 | 1 |  |  | Residential | Single-family detached |  |  | Long Island Power Authority (PSEG-LI) |  | K - Long Island
1702 | Home H in 11040 |  |  | New Hyde Park | NY | 11040 |  |  | 0 | 0 | 5 | 0 | 0 | 0 | 0 | 0 | 0 | 0 | 0 | 0 | FALSE | KJFK | 2020-11-09 21:33 | 1 |  |  | Residential | Single-family detached |  |  | Long Island Power Authority (PSEG-LI) |  | H - Millwood
1703 | Home I in 11040 |  |  | New Hyde Park | NY | 11040 |  |  | 0 | 0 | 5 | 0 | 0 | 0 | 0 | 0 | 0 | 0 | 0 | 0 | FALSE | KJFK | 2020-11-09 21:33 | 1 |  |  | Residential | Single-family detached |  |  | Long Island Power Authority (PSEG-LI) |  | H - Millwood
1704 | Home J in 11040 |  |  | New Hyde Park | NY | 11040 |  |  | 0 | 0 | 5 | 0 | 0 | 0 | 0 | 0 | 0 | 0 | 0 | 0 | FALSE | KJFK | 2020-11-09 21:33 | 1 |  |  | Residential | Single-family detached |  |  | Long Island Power Authority (PSEG-LI) |  | K - Long Island
1705 | Home E in 11050 |  |  | Port Washington | NY | 11050 |  |  | 0 | 0 | 5 | 0 | 0 | 0 | 0 | 0 | 0 | 0 | 0 | 0 | FALSE | KJFK | 2020-11-09 21:34 | 1 |  |  | Residential | Single-family detached |  |  | Long Island Power Authority (PSEG-LI) |  | I - Dunwoodie
1706 | Home D in 11542 |  |  | Glen Cove | NY | 11542 |  |  | 0 | 0 | 5 | 0 | 0 | 0 | 0 | 0 | 0 | 0 | 0 | 0 | FALSE | KJFK | 2020-11-09 21:34 | 1 |  |  | Residential | Single-family detached |  |  | Long Island Power Authority (PSEG-LI) |  | I - Dunwoodie
1707 | Home B in 11550 |  |  | Hempstead | NY | 11550 |  |  | 0 | 0 | 5 | 0 | 0 | 0 | 0 | 0 | 0 | 0 | 0 | 0 | FALSE | KJFK | 2020-11-09 21:34 | 1 |  |  | Residential | Single-family detached |  |  | Long Island Power Authority (PSEG-LI) |  | G - Hudson Valley
1708 | Home D in 11554 |  |  | East Meadow | NY | 11554 |  |  | 0 | 0 | 5 | 0 | 0 | 0 | 0 | 0 | 0 | 0 | 0 | 0 | FALSE | KJFK | 2020-11-09 21:34 | 1 |  |  | Residential | Single-family detached |  |  | Long Island Power Authority (PSEG-LI) |  | G - Hudson Valley
1709 | Home E in 11554 |  |  | East Meadow | NY | 11554 |  |  | 0 | 0 | 5 | 0 | 0 | 0 | 0 | 0 | 0 | 0 | 0 | 0 | FALSE | KJFK | 2020-11-09 21:34 | 1 |  |  | Residential | Single-family detached |  |  | Long Island Power Authority (PSEG-LI) |  | I - Dunwoodie
1710 | Home F in 11554 |  |  | East Meadow | NY | 11554 |  |  | 0 | 0 | 10 | 0 | 0 | 0 | 0 | 0 | 0 | 0 | 0 | 0 | FALSE | KJFK | 2020-11-09 21:34 | 1 |  |  | Residential | Single-family detached |  |  | Long Island Power Authority (PSEG-LI) |  | I - Dunwoodie
1711 | Home C in 11557 |  |  | Hewlett | NY | 11557 |  |  | 0 | 0 | 5 | 0 | 0 | 0 | 0 | 0 | 0 | 0 | 0 | 0 | FALSE | KJFK | 2020-11-09 21:35 | 1 |  |  | Residential | Single-family detached |  |  | Long Island Power Authority (PSEG-LI) |  | K - Long Island
1712 | Home F in 11561 |  |  | Long Beach | NY | 11561 |  |  | 0 | 0 | 5 | 0 | 0 | 0 | 0 | 0 | 0 | 0 | 0 | 0 | FALSE | KJFK | 2020-11-09 21:35 | 1 |  |  | Residential | Single-family detached |  |  | Long Island Power Authority (PSEG-LI) |  | K - Long Island
1713 | Home G in 11561 |  |  | Long Beach | NY | 11561 |  |  | 0 | 0 | 5 | 0 | 0 | 0 | 0 | 0 | 0 | 0 | 0 | 0 | FALSE | KJFK | 2020-11-09 21:35 | 1 |  |  | Residential | Single-family detached |  |  | Long Island Power Authority (PSEG-LI) |  | K - Long Island
1714 | Home D in 11566 |  |  | Merrick | NY | 11566 |  |  | 0 | 0 | 5 | 0 | 0 | 0 | 0 | 0 | 0 | 0 | 0 | 0 | FALSE | KJFK | 2020-11-09 21:35 | 1 |  |  | Residential | Single-family detached |  |  | Long Island Power Authority (PSEG-LI) |  | K - Long Island
1715 | Home E in 11566 |  |  | Merrick | NY | 11566 |  |  | 0 | 0 | 5 | 0 | 0 | 0 | 0 | 0 | 0 | 0 | 0 | 0 | FALSE | KJFK | 2020-11-09 21:35 | 1 |  |  | Residential | Single-family detached |  |  | Long Island Power Authority (PSEG-LI) |  | K - Long Island
1716 | Home F in 11572 |  |  | Oceanside | NY | 11572 |  |  | 0 | 0 | 5 | 0 | 0 | 0 | 0 | 0 | 0 | 0 | 0 | 0 | FALSE | KJFK | 2020-11-09 21:35 | 1 |  |  | Residential | Single-family detached |  |  | Long Island Power Authority (PSEG-LI) |  | H - Millwood
1717 | Home G in 11572 |  |  | Oceanside | NY | 11572 |  |  | 0 | 0 | 5 | 0 | 0 | 0 | 0 | 0 | 0 | 0 | 0 | 0 | FALSE | KJFK | 2020-11-09 21:36 | 1 |  |  | Residential | Single-family detached |  |  | Long Island Power Authority (PSEG-LI) |  | K - Long Island
1718 | Facility A in 11581 |  |  | Valley Stream | NY | 11581 |  |  | 0 | 0 | 210 | 0 | 0 | 0 | 0 | 0 | 0 | 0 | 0 | 0 | FALSE | KJFK | 2020-11-09 21:36 | 1 |  |  | Residential | Single-family detached |  |  | Long Island Power Authority (PSEG-LI) |  | K - Long Island
1719 | Home B in 11590 |  |  | Westbury | NY | 11590 |  |  | 0 | 0 | 5 | 0 | 0 | 0 | 0 | 0 | 0 | 0 | 0 | 0 | FALSE | KJFK | 2020-11-09 21:36 | 1 |  |  | Residential | Single-family detached |  |  | Long Island Power Authority (PSEG-LI) |  | G - Hudson Valley
1720 | Home C in 11590 |  |  | Westbury | NY | 11590 |  |  | 0 | 0 | 5 | 0 | 0 | 0 | 0 | 0 | 0 | 0 | 0 | 0 | FALSE | KJFK | 2020-11-09 21:36 | 1 |  |  | Residential | Single-family detached |  |  | Long Island Power Authority (PSEG-LI) |  | H - Millwood
1721 | Home D in 11703 |  |  | North Babylon | NY | 11703 |  |  | 0 | 0 | 5 | 0 | 0 | 0 | 0 | 0 | 0 | 0 | 0 | 0 | FALSE | KISP | 2020-11-09 21:36 | 1 |  |  | Residential | Single-family detached |  |  | Long Island Power Authority (PSEG-LI) |  | K - Long Island
1722 | Home B in 11704 |  |  | West Babylon | NY | 11704 |  |  | 0 | 0 | 5 | 0 | 0 | 0 | 0 | 0 | 0 | 0 | 0 | 0 | FALSE | KISP | 2020-11-09 21:36 | 1 |  |  | Residential | Single-family detached |  |  | Long Island Power Authority (PSEG-LI) |  | J - New York City
1724 | Home E in 11709 |  |  | Bayville | NY | 11709 |  |  | 0 | 0 | 10 | 0 | 0 | 0 | 0 | 0 | 0 | 0 | 0 | 0 | FALSE | KJFK | 2020-11-09 21:37 | 1 |  |  | Residential | Single-family detached |  |  | Long Island Power Authority (PSEG-LI) |  | K - Long Island
1725 | Home D in 11717 |  |  | Brentwood | NY | 11717 |  |  | 0 | 0 | 5 | 0 | 0 | 0 | 0 | 0 | 0 | 0 | 0 | 0 | FALSE | KISP | 2020-11-09 21:37 | 1 |  |  | Residential | Single-family detached |  |  | Long Island Power Authority (PSEG-LI) |  | K - Long Island
1726 | Home D in 11725 |  |  | Commack | NY | 11725 |  |  | 0 | 0 | 10 | 0 | 0 | 0 | 0 | 0 | 0 | 0 | 0 | 0 | FALSE | KISP | 2020-11-09 21:37 | 1 |  |  | Residential | Single-family detached |  |  | Long Island Power Authority (PSEG-LI) |  | I - Dunwoodie
1727 | Home E in 11725 |  |  | Commack | NY | 11725 |  |  | 0 | 0 | 10 | 0 | 0 | 0 | 0 | 0 | 0 | 0 | 0 | 0 | FALSE | KISP | 2020-11-09 21:37 | 1 |  |  | Residential | Single-family detached |  |  | Long Island Power Authority (PSEG-LI) |  | K - Long Island
1728 | Home F in 11725 |  |  | Commack | NY | 11725 |  |  | 0 | 0 | 5 | 0 | 0 | 0 | 0 | 0 | 0 | 0 | 0 | 0 | FALSE | KISP | 2020-11-09 21:37 | 1 |  |  | Residential | Single-family detached |  |  | Long Island Power Authority (PSEG-LI) |  | K - Long Island
1729 | Home B in 11733 |  |  | Setauket | NY | 11733 |  |  | 0 | 0 | 10 | 0 | 0 | 0 | 0 | 0 | 0 | 0 | 0 | 0 | FALSE | KISP | 2020-11-09 21:37 | 1 |  |  | Residential | Single-family detached |  |  | Long Island Power Authority (PSEG-LI) |  | K - Long Island
1730 | Home A in 11741 |  |  | Holbrook | NY | 11741 |  |  | 0 | 0 | 10 | 0 | 0 | 0 | 0 | 0 | 0 | 0 | 0 | 0 | FALSE | KISP | 2020-11-09 21:38 | 1 |  |  | Residential | Single-family detached |  |  | Long Island Power Authority (PSEG-LI) |  | K - Long Island
1731 | Home E in 11743 |  |  | Lloyd Harbor | NY | 11743 |  |  | 0 | 0 | 10 | 0 | 0 | 0 | 0 | 0 | 0 | 0 | 0 | 0 | FALSE | KISP | 2020-11-09 21:38 | 1 |  |  | Residential | Single-family detached |  |  | Long Island Power Authority (PSEG-LI) |  | I - Dunwoodie
1732 | Home F in 11743 |  |  | Huntington | NY | 11743 |  |  | 0 | 0 | 5 | 0 | 0 | 0 | 0 | 0 | 0 | 0 | 0 | 0 | FALSE | KISP | 2020-11-09 21:38 | 1 |  |  | Residential | Single-family detached |  |  | Long Island Power Authority (PSEG-LI) |  | I - Dunwoodie
1733 | Home G in 11743 |  |  | Halesite | NY | 11743 |  |  | 0 | 0 | 5 | 0 | 0 | 0 | 0 | 0 | 0 | 0 | 0 | 0 | FALSE | KISP | 2020-11-09 21:38 | 1 |  |  | Residential | Single-family detached |  |  | Long Island Power Authority (PSEG-LI) |  | K - Long Island
1734 | Home I in 11746 |  |  | Huntington Station | NY | 11746 |  |  | 0 | 0 | 9.8 | 0 | 0 | 0 | 0 | 0 | 0 | 0 | 0 | 0 | FALSE | KISP | 2020-11-09 21:38 | 1 |  |  | Residential | Single-family detached |  |  | Long Island Power Authority (PSEG-LI) |  | K - Long Island
1735 | Home I in 11747 |  |  | Dix Hills | NY | 11746 |  |  | 0 | 0 | 10 | 0 | 0 | 0 | 0 | 0 | 0 | 0 | 0 | 0 | FALSE | KISP | 2020-11-09 21:38 | 1 |  |  | Residential | Single-family detached |  |  | Long Island Power Authority (PSEG-LI) |  | G - Hudson Valley
1736 | Home J in 11748 |  |  | Huntington Station | NY | 11746 |  |  | 0 | 0 | 5 | 0 | 0 | 0 | 0 | 0 | 0 | 0 | 0 | 0 | FALSE | KISP | 2020-11-09 21:39 | 1 |  |  | Residential | Single-family detached |  |  | Long Island Power Authority (PSEG-LI) |  | K - Long Island
1737 | Home B in 11752 |  |  | Islip Terrace | NY | 11752 |  |  | 0 | 0 | 10 | 0 | 0 | 0 | 0 | 0 | 0 | 0 | 0 | 0 | FALSE | KISP | 2020-11-09 21:39 | 1 |  |  | Residential | Single-family detached |  |  | Long Island Power Authority (PSEG-LI) |  | I - Dunwoodie
1738 | Home C in 11753 |  |  | Jericho | NY | 11753 |  |  | 0 | 0 | 10 | 0 | 0 | 0 | 0 | 0 | 0 | 0 | 0 | 0 | FALSE | KJFK | 2020-11-09 21:39 | 1 |  |  | Residential | Single-family detached |  |  | Long Island Power Authority (PSEG-LI) |  | K - Long Island
1739 | Home D in 11753 |  |  | Jericho | NY | 11753 |  |  | 0 | 0 | 15 | 0 | 0 | 0 | 0 | 0 | 0 | 0 | 0 | 0 | FALSE | KJFK | 2020-11-09 21:39 | 1 |  |  | Residential | Single-family detached |  |  | Long Island Power Authority (PSEG-LI) |  | K - Long Island
1740 | Home D in 11754 |  |  | Kings Park | NY | 11754 |  |  | 0 | 0 | 10 | 0 | 0 | 0 | 0 | 0 | 0 | 0 | 0 | 0 | FALSE | KISP | 2020-11-09 21:39 | 1 |  |  | Residential | Single-family detached |  |  | Long Island Power Authority (PSEG-LI) |  | K - Long Island
1741 | Home A in 11755 |  |  | Lake Grove | NY | 11755 |  |  | 0 | 0 | 10 | 0 | 0 | 0 | 0 | 0 | 0 | 0 | 0 | 0 | FALSE | KISP | 2020-11-09 21:39 | 1 |  |  | Residential | Single-family detached |  |  | Long Island Power Authority (PSEG-LI) |  | J - New York City
1742 | Home D in 11756 |  |  | Levittown | NY | 11756 |  |  | 0 | 0 | 10 | 0 | 0 | 0 | 0 | 0 | 0 | 0 | 0 | 0 | FALSE | KJFK | 2020-11-09 21:40 | 1 |  |  | Residential | Single-family detached |  |  | Long Island Power Authority (PSEG-LI) |  | I - Dunwoodie
1743 | Home E in 11756 |  |  | Levittown | NY | 11756 |  |  | 0 | 0 | 10 | 0 | 0 | 0 | 0 | 0 | 0 | 0 | 0 | 0 | FALSE | KJFK | 2020-11-09 21:40 | 1 |  |  | Residential | Single-family detached |  |  | Long Island Power Authority (PSEG-LI) |  | K - Long Island
1744 | Home D in 11757 |  |  | Lindenhurst | NY | 11757 |  |  | 0 | 0 | 10 | 0 | 0 | 0 | 0 | 0 | 0 | 0 | 0 | 0 | FALSE | KISP | 2020-11-09 21:40 | 1 |  |  | Residential | Single-family detached |  |  | Long Island Power Authority (PSEG-LI) |  | F - Capital
1745 | Home C in 11758 |  |  | Massapequa | NY | 11758 |  |  | 0 | 0 | 8 | 0 | 0 | 0 | 0 | 0 | 0 | 0 | 0 | 0 | FALSE | KJFK | 2020-11-09 21:40 | 1 |  |  | Residential | Single-family detached |  |  | Long Island Power Authority (PSEG-LI) |  | I - Dunwoodie
1746 | Home D in 11758 |  |  | Massapequa | NY | 11758 |  |  | 0 | 0 | 5 | 0 | 0 | 0 | 0 | 0 | 0 | 0 | 0 | 0 | FALSE | KJFK | 2020-11-09 21:40 | 1 |  |  | Residential | Single-family detached |  |  | Long Island Power Authority (PSEG-LI) |  | I - Dunwoodie
1747 | Home D in 11768 |  |  | Northport | NY | 11768 |  |  | 0 | 0 | 10 | 0 | 0 | 0 | 0 | 0 | 0 | 0 | 0 | 0 | FALSE | KISP | 2020-11-09 21:40 | 1 |  |  | Residential | Single-family detached |  |  | Long Island Power Authority (PSEG-LI) |  | K - Long Island
1748 | Home E in 11768 |  |  | Northport | NY | 11768 |  |  | 0 | 0 | 10 | 0 | 0 | 0 | 0 | 0 | 0 | 0 | 0 | 0 | FALSE | KISP | 2020-11-09 21:40 | 1 |  |  | Residential | Single-family detached |  |  | Long Island Power Authority (PSEG-LI) |  | K - Long Island
1749 | Home B in 11769 |  |  | Oakdale | NY | 11769 |  |  | 0 | 0 | 10 | 0 | 0 | 0 | 0 | 0 | 0 | 0 | 0 | 0 | FALSE | KISP | 2020-11-09 21:41 | 1 |  |  | Residential | Single-family detached |  |  | Long Island Power Authority (PSEG-LI) |  | I - Dunwoodie
1750 | Home A in 11776 |  |  | Port Jefferson Station | NY | 11776 |  |  | 0 | 0 | 10 | 0 | 0 | 0 | 0 | 0 | 0 | 0 | 0 | 0 | FALSE | KISP | 2020-11-09 21:41 | 1 |  |  | Residential | Single-family detached |  |  | Long Island Power Authority (PSEG-LI) |  | I - Dunwoodie
1751 | Home B in 11776 |  |  | Port Jefferson Station | NY | 11776 |  |  | 0 | 0 | 5 | 0 | 0 | 0 | 0 | 0 | 0 | 0 | 0 | 0 | FALSE | KISP | 2020-11-09 21:41 | 1 |  |  | Residential | Single-family detached |  |  | Long Island Power Authority (PSEG-LI) |  | J - New York City
1752 | Home C in 11776 |  |  | Port Jefferson Station | NY | 11776 |  |  | 0 | 0 | 5 | 0 | 0 | 0 | 0 | 0 | 0 | 0 | 0 | 0 | FALSE | KISP | 2020-11-09 21:41 | 1 |  |  | Residential | Single-family detached |  |  | Long Island Power Authority (PSEG-LI) |  | K - Long Island
1753 | Home C in 11779 |  |  | Ronkonkoma | NY | 11779 |  |  | 0 | 0 | 10 | 0 | 0 | 0 | 0 | 0 | 0 | 0 | 0 | 0 | FALSE | KISP | 2020-11-09 21:41 | 1 |  |  | Residential | Single-family detached |  |  | Long Island Power Authority (PSEG-LI) |  | F - Capital
1754 | Home E in 11782 |  |  | Fire Island | NY | 11782 |  |  | 0 | 0 | 10 | 0 | 0 | 0 | 0 | 0 | 0 | 0 | 0 | 0 | FALSE | KISP | 2020-11-09 21:41 | 1 |  |  | Residential | Single-family detached |  |  | Long Island Power Authority (PSEG-LI) |  | G - Hudson Valley
1755 | Home B in 11783 |  |  | Seaford | NY | 11783 |  |  | 0 | 0 | 10 | 0 | 0 | 0 | 0 | 0 | 0 | 0 | 0 | 0 | FALSE | KJFK | 2020-11-09 21:42 | 1 |  |  | Residential | Single-family detached |  |  | Long Island Power Authority (PSEG-LI) |  | K - Long Island
1756 | Home B in 11784 |  |  | East Northport | NY | 11784 |  |  | 0 | 0 | 5 | 0 | 0 | 0 | 0 | 0 | 0 | 0 | 0 | 0 | FALSE | KISP | 2020-11-09 21:42 | 1 |  |  | Residential | Single-family detached |  |  | Long Island Power Authority (PSEG-LI) |  | K - Long Island
1757 | Home C in 11784 |  |  | Selden | NY | 11784 |  |  | 0 | 0 | 10 | 0 | 0 | 0 | 0 | 0 | 0 | 0 | 0 | 0 | FALSE | KISP | 2020-11-09 21:42 | 1 |  |  | Residential | Single-family detached |  |  | Long Island Power Authority (PSEG-LI) |  | K - Long Island
1758 | Home D in 11787 |  |  | Smithtown | NY | 11787 |  |  | 0 | 0 | 5 | 0 | 0 | 0 | 0 | 0 | 0 | 0 | 0 | 0 | FALSE | KISP | 2020-11-09 21:42 | 1 |  |  | Residential | Single-family detached |  |  | Long Island Power Authority (PSEG-LI) |  | I - Dunwoodie
1759 | Home B in 11790 |  |  | Stony Brook | NY | 11790 |  |  | 0 | 0 | 10 | 0 | 0 | 0 | 0 | 0 | 0 | 0 | 0 | 0 | FALSE | KISP | 2020-11-09 21:42 | 1 |  |  | Residential | Single-family detached |  |  | Long Island Power Authority (PSEG-LI) |  | G - Hudson Valley
1760 | Home C in 11790 |  |  | Stony Brook | NY | 11790 |  |  | 0 | 0 | 5 | 0 | 0 | 0 | 0 | 0 | 0 | 0 | 0 | 0 | FALSE | KISP | 2020-11-09 21:42 | 1 |  |  | Residential | Single-family detached |  |  | Long Island Power Authority (PSEG-LI) |  | C - Central
1761 | Home G in 11791 |  |  | North Babylon | NY | 11791 |  |  | 0 | 0 | 10 | 0 | 0 | 0 | 0 | 0 | 0 | 0 | 0 | 0 | FALSE | KJFK | 2020-11-09 21:43 | 1 |  |  | Residential | Single-family detached |  |  | Long Island Power Authority (PSEG-LI) |  | K - Long Island
1762 | Home C in 11793 |  |  | Wantagh | NY | 11793 |  |  | 0 | 0 | 10 | 0 | 0 | 0 | 0 | 0 | 0 | 0 | 0 | 0 | FALSE | KJFK | 2020-11-09 21:43 | 1 |  |  | Residential | Single-family detached |  |  | Long Island Power Authority (PSEG-LI) |  | I - Dunwoodie
1763 | Home A in 11801 |  |  | Hicksville | NY | 11801 |  |  | 0 | 0 | 5 | 0 | 0 | 0 | 0 | 0 | 0 | 0 | 0 | 0 | FALSE | KLGA | 2020-11-09 21:43 | 1 |  |  | Residential | Single-family detached |  |  | Long Island Power Authority (PSEG-LI) |  | I - Dunwoodie
1764 | Home B in 11801 |  |  | Hicksville | NY | 11801 |  |  | 0 | 0 | 5 | 0 | 0 | 0 | 0 | 0 | 0 | 0 | 0 | 0 | FALSE | KLGA | 2020-11-09 21:43 | 1 |  |  | Residential | Single-family detached |  |  | Long Island Power Authority (PSEG-LI) |  | I - Dunwoodie
1765 | Home C in 11801 |  |  | Hicksville | NY | 11801 |  |  | 0 | 0 | 5 | 0 | 0 | 0 | 0 | 0 | 0 | 0 | 0 | 0 | FALSE | KJFK | 2021-04-15 19:03 | 1 |  |  | Residential | Single-family detached |  |  | Long Island Power Authority (PSEG-LI) |  | K - Long Island
1766 | Home D in 11801 |  |  | Hicksville | NY | 11801 |  |  | 0 | 0 | 5 | 0 | 0 | 0 | 0 | 0 | 0 | 0 | 0 | 0 | FALSE | KJFK | 2020-11-09 21:43 | 1 |  |  | Residential | Single-family detached |  |  | Long Island Power Authority (PSEG-LI) |  | K - Long Island
1767 | Home B in 11803 |  |  | Plainview | NY | 11803 |  |  | 0 | 0 | 5 | 0 | 0 | 0 | 0 | 0 | 0 | 0 | 0 | 0 | FALSE | KJFK | 2020-11-09 21:44 | 1 |  |  | Residential | Single-family detached |  |  | Long Island Power Authority (PSEG-LI) |  | G - Hudson Valley
1768 | Home C in 11803 |  |  | Plainview | NY | 11803 |  |  | 0 | 0 | 15 | 0 | 0 | 0 | 0 | 0 | 0 | 0 | 0 | 0 | FALSE | KJFK | 2020-11-09 21:44 | 1 |  |  | Residential | Single-family detached |  |  | Long Island Power Authority (PSEG-LI) |  | K - Long Island
1769 | Home D in 11803 |  |  | Plainview | NY | 11803 |  |  | 0 | 0 | 10 | 0 | 0 | 0 | 0 | 0 | 0 | 0 | 0 | 0 | FALSE | KJFK | 2020-11-09 21:44 | 1 |  |  | Residential | Single-family detached |  |  | Long Island Power Authority (PSEG-LI) |  | K - Long Island
1770 | Home A in 11901 |  |  | Aquebogue | NY | 11901 |  |  | 0 | 0 | 10 | 0 | 0 | 0 | 0 | 0 | 0 | 0 | 0 | 0 | FALSE | KISP | 2020-11-09 21:44 | 1 |  |  | Residential | Single-family detached |  |  | Long Island Power Authority (PSEG-LI) |  | K - Long Island
1771 | Home A in 11931 |  |  | Aquebogue | NY | 11931 |  |  | 0 | 0 | 10 | 0 | 0 | 0 | 0 | 0 | 0 | 0 | 0 | 0 | FALSE | KISP | 2020-11-09 21:44 | 1 |  |  | Residential | Single-family detached |  |  | Long Island Power Authority (PSEG-LI) |  | K - Long Island
1772 | Home K in 11937 |  |  | East Hampton | NY | 11937 |  |  | 0 | 0 | 5 | 0 | 0 | 0 | 0 | 0 | 0 | 0 | 0 | 0 | FALSE | KISP | 2020-11-09 21:44 | 1 |  |  | Residential | Single-family detached |  |  | Long Island Power Authority (PSEG-LI) |  | H - Millwood
1773 | Home A in 11950 |  |  | Mastic | NY | 11950 |  |  | 0 | 0 | 5 | 0 | 0 | 0 | 0 | 0 | 0 | 0 | 0 | 0 | FALSE | KISP | 2020-11-09 21:44 | 1 |  |  | Residential | Single-family detached |  |  | Long Island Power Authority (PSEG-LI) |  | H - Millwood
1774 | Home C in 11954 |  |  | Montauk | NY | 11954 |  |  | 0 | 0 | 5 | 0 | 0 | 0 | 0 | 0 | 0 | 0 | 0 | 0 | FALSE | KISP | 2020-11-09 21:45 | 1 |  |  | Residential | Single-family detached |  |  | Long Island Power Authority (PSEG-LI) |  | B - Genessee
1775 | Home D in 11954 |  |  | Montauk | NY | 11954 |  |  | 0 | 0 | 15 | 0 | 0 | 0 | 0 | 0 | 0 | 0 | 0 | 0 | FALSE | KISP | 2021-03-09 19:23 | 1 |  |  | Residential | Single-family detached |  |  | Long Island Power Authority (PSEG-LI) |  | K - Long Island
1776 | Home A in 11959 |  |  | Quogue | NY | 11959 |  |  | 0 | 0 | 5 | 0 | 0 | 0 | 0 | 0 | 0 | 0 | 0 | 0 | FALSE | KISP | 2020-11-09 21:45 | 1 |  |  | Residential | Single-family detached |  |  | Long Island Power Authority (PSEG-LI) |  | K - Long Island
1777 | Home B in 11961 |  |  | Ridge | NY | 11961 |  |  | 0 | 0 | 10 | 0 | 0 | 0 | 0 | 0 | 0 | 0 | 0 | 0 | FALSE | KISP | 2020-11-09 21:45 | 1 |  |  | Residential | Single-family detached |  |  | Long Island Power Authority (PSEG-LI) |  | I - Dunwoodie
1778 | Home A in 11978 |  |  | Westhampton Beach | NY | 11978 |  |  | 0 | 0 | 10 | 0 | 0 | 0 | 0 | 0 | 0 | 0 | 0 | 0 | FALSE | KISP | 2021-04-15 19:02 | 1 |  |  | Residential | Single-family detached |  |  | Long Island Power Authority (PSEG-LI) |  | K - Long Island
1780 | Home A in 12027 |  |  | Burnt Hills | NY | 12027 |  |  | 0 | 0 | 9.6 | 0 | 0 | 0 | 0 | 0 | 0 | 0 | 0 | 0 | FALSE | KSCH | 2020-11-09 21:46 | 1 |  |  | Residential | Single-family detached |  |  | National Grid - Upstate NY (Niagara Mohawk) |  | K - Long Island
1781 | Home A in 12037 |  |  | Chatham | NY | 12037 |  |  | 0 | 0 | 5.8 | 0 | 0 | 0 | 0 | 0 | 0 | 0 | 0 | 0 | FALSE | KALB | 2020-11-09 21:46 | 1 |  |  | Residential | Single-family detached |  |  | Rochester Gas and Electric |  | K - Long Island
1782 | Home A in 12083 |  |  | Greenville | NY | 12083 |  |  | 0 | 0 | 9 | 0 | 0 | 0 | 0 | 0 | 0 | 0 | 0 | 0 | FALSE | KALB | 2020-11-09 21:46 | 1 |  |  | Residential | Single-family detached |  |  | Central Hudson Gas and Electric |  | K - Long Island
1783 | Home A in 12193 |  |  | Westerlo | NY | 12193 |  |  | 0 | 0 | 6.8 | 0 | 0 | 0 | 0 | 0 | 0 | 0 | 0 | 0 | FALSE | KALB | 2020-11-09 21:46 | 1 |  |  | Residential | Single-family detached |  |  | Central Hudson Gas and Electric |  | K - Long Island
1784 | Home B in 12306 |  |  | Schenectady | NY | 12306 |  |  | 0 | 0 | 10 | 0 | 0 | 0 | 0 | 0 | 0 | 0 | 0 | 0 | FALSE | KALB | 2020-11-09 21:46 | 1 |  |  | Residential | Single-family detached |  |  | National Grid - Upstate NY (Niagara Mohawk) |  | F - Capital
1785 | Home C in 12401 |  |  | Kingston | NY | 12401 |  |  | 0 | 0 | 4.5 | 0 | 0 | 0 | 0 | 0 | 0 | 0 | 0 | 0 | FALSE | KPOU | 2020-11-09 21:46 | 1 |  |  | Residential | Single-family detached |  |  | Central Hudson Gas and Electric |  | K - Long Island
1786 | Home D in 12401 |  |  | Kingston | NY | 12401 |  |  | 0 | 0 | 6 | 0 | 0 | 0 | 0 | 0 | 0 | 0 | 0 | 0 | FALSE | KPOU | 2020-11-09 21:47 | 1 |  |  | Residential | Single-family detached |  |  | Central Hudson Gas and Electric |  | K - Long Island
1787 | Home E in 12401 |  |  | Kingston | NY | 12401 |  |  | 0 | 0 | 6 | 0 | 0 | 0 | 0 | 0 | 0 | 0 | 0 | 0 | FALSE | KPOU | 2020-11-09 21:47 | 1 |  |  | Residential | Single-family detached |  |  | Central Hudson Gas and Electric |  | K - Long Island
1788 | Home F in 12401 |  |  | Kingston | NY | 12401 |  |  | 0 | 0 | 7.6 | 0 | 0 | 0 | 0 | 0 | 0 | 0 | 0 | 0 | FALSE | KPOU | 2020-11-09 21:47 | 1 |  |  | Residential | Single-family detached |  |  | Central Hudson Gas and Electric |  | K - Long Island
1789 | Home G in 12401 |  |  | Kingston | NY | 12401 |  |  | 0 | 0 | 5 | 0 | 0 | 0 | 0 | 0 | 0 | 0 | 0 | 0 | FALSE | KPOU | 2021-03-09 19:28 | 1 |  |  | Residential | Single-family detached |  |  | Central Hudson Gas and Electric |  | K - Long Island
1790 | Home A in 12404 |  |  | Accord | NY | 12404 |  |  | 0 | 0 | 9.8 | 0 | 0 | 0 | 0 | 0 | 0 | 0 | 0 | 0 | FALSE | KPOU | 2020-11-09 21:47 | 1 |  |  | Residential | Single-family detached |  |  | Central Hudson Gas and Electric |  | K - Long Island
1791 | Home D in 12409 |  |  | Bearsville | NY | 12409 |  |  | 0 | 0 | 3.3 | 0 | 0 | 0 | 0 | 0 | 0 | 0 | 0 | 0 | FALSE | KPOU | 2020-11-09 21:47 | 1 |  |  | Residential | Single-family detached |  |  | Central Hudson Gas and Electric |  | K - Long Island
1792 | Home A in 12412 |  |  | Boiceville | NY | 12412 |  |  | 0 | 0 | 10 | 0 | 0 | 0 | 0 | 0 | 0 | 0 | 0 | 0 | FALSE | KSWF | 2020-11-09 21:48 | 1 |  |  | Residential | Single-family detached |  |  | Central Hudson Gas and Electric |  | K - Long Island
1793 | Home A in 12419 |  |  | Cottekill | NY | 12419 |  |  | 0 | 0 | 4.5 | 0 | 0 | 0 | 0 | 0 | 0 | 0 | 0 | 0 | FALSE | KPOU | 2020-11-09 21:48 | 1 |  |  | Residential | Single-family detached |  |  | Central Hudson Gas and Electric |  | K - Long Island
1794 | Home C in 12431 |  |  | Freehold | NY | 12431 |  |  | 0 | 0 | 25 | 0 | 0 | 0 | 0 | 0 | 0 | 0 | 0 | 0 | FALSE | KALB | 2020-11-09 21:48 | 1 |  |  | Residential | Single-family detached |  |  | Central Hudson Gas and Electric |  | K - Long Island
1795 | Home E in 12446 |  |  | Kerhonkson | NY | 12446 |  |  | 0 | 0 | 6 | 0 | 0 | 0 | 0 | 0 | 0 | 0 | 0 | 0 | FALSE | KPOU | 2020-11-09 21:48 | 1 |  |  | Residential | Single-family detached |  |  | Central Hudson Gas and Electric |  | G - Hudson Valley
1796 | Home F in 12446 |  |  | Kerhonkson | NY | 12446 |  |  | 0 | 0 | 4.5 | 0 | 0 | 0 | 0 | 0 | 0 | 0 | 0 | 0 | FALSE | KPOU | 2020-11-09 21:48 | 1 |  |  | Residential | Single-family detached |  |  | Central Hudson Gas and Electric |  | K - Long Island
1797 | Home C in 12457 |  |  | Mt Tremper | NY | 12457 |  |  | 0 | 0 | 4.5 | 0 | 0 | 0 | 0 | 0 | 0 | 0 | 0 | 0 | FALSE | KPOU | 2020-11-09 21:48 | 1 |  |  | Residential | Single-family detached |  |  | Central Hudson Gas and Electric |  | K - Long Island
1798 | Home B in 12458 |  |  | Napanoch | NY | 12458 |  |  | 0 | 0 | 4.5 | 0 | 0 | 0 | 0 | 0 | 0 | 0 | 0 | 0 | FALSE | KSWF | 2021-03-09 19:32 | 1 |  |  | Residential | Single-family detached |  |  | Central Hudson Gas and Electric |  | K - Long Island
1799 | Home A in 12469 |  |  | Preston Hollow | NY | 12469 |  |  | 0 | 0 | 6 | 0 | 0 | 0 | 0 | 0 | 0 | 0 | 0 | 0 | FALSE | KALB | 2020-11-09 21:49 | 1 |  |  | Residential | Single-family detached |  |  | Central Hudson Gas and Electric |  | K - Long Island
1800 | Home C in 12498 |  |  | Woodstock | NY | 12498 |  |  | 0 | 0 | 7.6 | 0 | 0 | 0 | 0 | 0 | 0 | 0 | 0 | 0 | FALSE | KPOU | 2020-11-09 21:49 | 1 |  |  | Residential | Single-family detached |  |  | Central Hudson Gas and Electric |  | K - Long Island
1801 | Home A in 12526 |  |  | Germantown | NY | 12526 |  |  | 0 | 0 | 5 | 0 | 0 | 0 | 0 | 0 | 0 | 0 | 0 | 0 | FALSE | KALB | 2020-11-09 21:49 | 1 |  |  | Residential | Single-family detached |  |  | National Grid - Upstate NY (Niagara Mohawk) |  | F - Capital
1802 | Home B in 12528 |  |  | Highland | NY | 12528 |  |  | 0 | 0 | 2.9 | 0 | 0 | 0 | 0 | 0 | 0 | 0 | 0 | 0 | FALSE | KPOU | 2020-11-09 21:49 | 1 |  |  | Residential | Single-family detached |  |  | Central Hudson Gas and Electric |  | K - Long Island
1803 | Home B in 12529 |  |  | Hillsdale | NY | 12529 |  |  | 0 | 0 | 5 | 0 | 0 | 0 | 0 | 0 | 0 | 0 | 0 | 0 | FALSE | KALB | 2020-11-09 21:49 | 1 |  |  | Residential | Single-family detached |  |  | New York State Electric and Gas |  | F - Capital
1804 | Home B in 12549 |  |  | Montgomery | NY | 12549 |  |  | 0 | 0 | 6 | 0 | 0 | 0 | 0 | 0 | 0 | 0 | 0 | 0 | FALSE | KSWF | 2020-11-09 21:49 | 1 |  |  | Residential | Single-family detached |  |  | Central Hudson Gas and Electric |  | K - Long Island
1805 | Facility A in 12550 |  |  | Newburgh | NY | 12550 |  |  | 0 | 0 | 120 | 0 | 0 | 0 | 0 | 0 | 0 | 0 | 0 | 0 | FALSE | KSWF | 2020-11-09 21:50 | 1 |  |  | Residential | Single-family detached |  |  | Central Hudson Gas and Electric |  | K - Long Island
1806 | Home F in 12550 |  |  | Newburgh | NY | 12550 |  |  | 0 | 0 | 6 | 0 | 0 | 0 | 0 | 0 | 0 | 0 | 0 | 0 | FALSE | KSWF | 2020-11-09 21:50 | 1 |  |  | Residential | Single-family detached |  |  | Central Hudson Gas and Electric |  | K - Long Island
1807 | Home A in 12567 |  |  | Pine Plains | NY | 12567 |  |  | 0 | 0 | 5.5 | 0 | 0 | 0 | 0 | 0 | 0 | 0 | 0 | 0 | FALSE | KSWF | 2020-11-09 21:50 | 1 |  |  | Residential | Single-family detached |  |  | Central Hudson Gas and Electric |  | K - Long Island
1808 | Home A in 12569 |  |  | Pleasant Valley | NY | 12569 |  |  | 0 | 0 | 6 | 0 | 0 | 0 | 0 | 0 | 0 | 0 | 0 | 0 | FALSE | KPOU | 2020-11-09 21:50 | 1 |  |  | Residential | Single-family detached |  |  | Central Hudson Gas and Electric |  | K - Long Island
1809 | Home B in 12569 |  |  | Pleasant Valley | NY | 12569 |  |  | 0 | 0 | 11.2 | 0 | 0 | 0 | 0 | 0 | 0 | 0 | 0 | 0 | FALSE | KPOU | 2020-11-09 21:50 | 1 |  |  | Residential | Single-family detached |  |  | Central Hudson Gas and Electric |  | K - Long Island
1810 | Home A in 12580 |  |  | Staatsburg | NY | 12580 |  |  | 0 | 0 | 9.6 | 0 | 0 | 0 | 0 | 0 | 0 | 0 | 0 | 0 | FALSE | KPOU | 2020-11-09 21:50 | 1 |  |  | Residential | Single-family detached |  |  | Central Hudson Gas and Electric |  | K - Long Island
1811 | Home C in 12583 |  |  | Tivoli | NY | 12583 |  |  | 0 | 0 | 19 | 0 | 0 | 0 | 0 | 0 | 0 | 0 | 0 | 0 | FALSE | KPOU | 2020-11-09 21:51 | 1 |  |  | Residential | Single-family detached |  |  | Central Hudson Gas and Electric |  | J - New York City
1812 | Home F in 12603 |  |  | Poughkeepsie | NY | 12603 |  |  | 0 | 0 | 3.8 | 0 | 0 | 0 | 0 | 0 | 0 | 0 | 0 | 0 | FALSE | KPOU | 2020-11-09 21:51 | 1 |  |  | Residential | Single-family detached |  |  | Central Hudson Gas and Electric |  | K - Long Island
1813 | Home A in 12758 |  |  | Livingston Manor | NY | 12758 |  |  | 0 | 0 | 4.5 | 0 | 0 | 0 | 0 | 0 | 0 | 0 | 0 | 0 | FALSE | KSWF | 2020-11-09 21:51 | 1 |  |  | Residential | Single-family detached |  |  | Rochester Gas and Electric |  | K - Long Island
1815 | Home A in 13021 |  |  | Auburn | NY | 13021 |  |  | 0 | 0 | 8.4 | 0 | 0 | 0 | 0 | 0 | 0 | 0 | 0 | 0 | FALSE | KITH | 2020-11-09 21:51 | 1 |  |  | Residential | Single-family detached |  |  | New York State Electric and Gas |  | C - Central
1816 | Home A in 13068 |  |  | Freeville | NY | 13068 |  |  | 0 | 0 | 12.5 | 0 | 0 | 0 | 0 | 0 | 0 | 0 | 0 | 0 | FALSE | KITH | 2020-11-09 21:51 | 1 |  |  | Residential | Single-family detached |  |  | Rochester Gas and Electric |  | K - Long Island
1817 | Home A in 13304 |  |  | Long Beach | NY | 13304 |  |  | 0 | 0 | 8 | 0 | 0 | 0 | 0 | 0 | 0 | 0 | 0 | 0 | FALSE | KRME | 2020-11-09 21:52 | 1 |  |  | Residential | Single-family detached |  |  | National Grid - Upstate NY (Niagara Mohawk) |  | E - Mohawk Valley
1818 | Home A in 14221 |  |  | Buffalo | NY | 14221 |  |  | 0 | 0 | 5.8 | 0 | 0 | 0 | 0 | 0 | 0 | 0 | 0 | 0 | FALSE | KBUF | 2020-11-09 21:52 | 1 |  |  | Residential | Single-family detached |  |  | National Grid - Upstate NY (Niagara Mohawk) |  | A - West
1819 | Home A in 14456 |  |  | Geneva | NY | 14456 |  |  | 0 | 0 | 8.4 | 0 | 0 | 0 | 0 | 0 | 0 | 0 | 0 | 0 | FALSE | KROC | 2020-11-09 21:52 | 1 |  |  | Residential | Single-family detached |  |  | New York State Electric and Gas |  | C - Central
1821 | Home A in 14813 |  |  | West Babylon | NY | 14813 |  |  | 0 | 0 | 5.8 | 0 | 0 | 0 | 0 | 0 | 0 | 0 | 0 | 0 | FALSE | KELM | 2020-11-09 21:52 | 1 |  |  | Residential | Single-family detached |  |  | Rochester Gas and Electric |  | K - Long Island
1822 | Home A in 14850 |  |  | Ithaca | NY | 14850 |  |  | 0 | 0 | 70 | 0 | 0 | 0 | 0 | 0 | 0 | 0 | 0 | 0 | FALSE | KITH | 2020-11-09 21:52 | 1 |  |  | Residential | Single-family detached |  |  | Rochester Gas and Electric |  | K - Long Island
1823 | Home B in 14850 |  |  | Ithaca | NY | 14850 |  |  | 0 | 0 | 11.6 | 0 | 0 | 0 | 0 | 0 | 0 | 0 | 0 | 0 | FALSE | KITH | 2020-11-09 21:52 | 1 |  |  | Residential | Single-family detached |  |  | New York State Electric and Gas |  | C - Central
1824 | Home C in 14850 |  |  | Ithaca | NY | 14850 |  |  | 0 | 0 | 70 | 0 | 0 | 0 | 0 | 0 | 0 | 0 | 0 | 0 | FALSE | KITH | 2020-11-09 20:41 | 1 |  |  | Residential | Single-family detached |  |  | New York State Electric and Gas |  | C - Central
1825 | Home A in 14882 |  |  | Lansing | NY | 14882 |  |  | 0 | 0 | 70 | 0 | 0 | 0 | 0 | 0 | 0 | 0 | 0 | 0 | FALSE | KITH | 2020-11-09 21:53 | 1 |  |  | Residential | Single-family detached |  |  | Rochester Gas and Electric |  | K - Long Island
1826 | Domino - Building E | 325 Kent Ave |  | Brooklyn | NY | 11249 |  |  | 200 | 2452 | 0 | 0 | 0 | 0 | 0 | 0 | 0 | 0 | 0 | 0 | TRUE | KLGA | 2020-10-16 18:55 | 1 |  |  | Residential | Multifamily |  |  | Consolidated Edison | National Grid - NYC (Brooklyn Union) | J - New York City
1827 | Little Falls Solar, LLC | 138 Valley View Drive |  | Little Falls | NY | 13365 |  |  | 2957.04 | 0 | 0 | 0 | 0 | 0 | 0 | 0 | 0 | 0 | 0 | 0 | FALSE | KSYR | 2020-10-15 20:24 | 1 |  |  | Offsite Resource | Solar Farm |  |  | National Grid - Upstate NY (Niagara Mohawk) |  | E - Mohawk Valley
1828 | IKEA | 1 Beard St |  | Brooklyn | NY | 11231 |  |  | 412.5 | 0 | 0 | 0 | 0 | 0 | 0 | 0 | 0 | 0 | 0 | 0 | FALSE | KLGA | 2020-10-19 13:17 | 1 |  |  | Mercantile (Retail Other Than Malls) | Retail Store |  |  | Consolidated Edison | National Grid - NYC (Brooklyn Union) | J - New York City
1829 | Fresh Direct | 2 St Ann's Ave |  | The Bronx | NY | 10454 |  |  | 1000 | 4410 | 0 | 0 | 0 | 0 | 0 | 0 | 0 | 0 | 0 | 0 | TRUE | KLGA | 2020-10-20 15:31 | 1 |  |  | Warehouse and Storage | Refrigerated Warehouse |  |  | Consolidated Edison | Consolidated Edison | J - New York City
1830 | The Mayfair | 301 East 69th Street |  | New York | NY | 10021 |  |  | 100 | 700 | 0 | 0 | 0 | 0 | 0 | 0 | 0 | 0 | 0 | 0 | TRUE | KLGA | 2020-10-29 19:06 | 1 |  |  | Lodging | Hotel |  |  | Consolidated Edison | Consolidated Edison | J - New York City
1831 | Lakeside Towers | 220-55 46th Avenue |  | Flushing | NY | 11361 |  |  | 125 | 780 | 0 | 0 | 0 | 0 | 0 | 0 | 0 | 0 | 0 | 0 | TRUE | KLGA | 2020-10-22 17:59 | 1 |  |  | Residential | Multifamily |  |  | Consolidated Edison | Consolidated Edison | J - New York City
1832 | Lucida | 151 East 85th Street |  | New York | NY | 10028 |  |  | 125 | 780 | 0 | 0 | 0 | 0 | 0 | 0 | 0 | 0 | 0 | 0 | TRUE | KLGA | 2020-10-23 17:48 | 1 |  |  | Residential | Multifamily |  |  | Consolidated Edison | Consolidated Edison | J - New York City
1833 | 1249 Park Ave | 1249 Park Ave |  | New York | NY | 10029 |  |  | 100 | 613 | 0 | 0 | 0 | 0 | 0 | 0 | 0 | 0 | 0 | 0 | TRUE | KLGA | 2020-10-24 01:32 | 1 |  |  | Residential | Multifamily |  |  | Consolidated Edison | Consolidated Edison | J - New York City
1834 | Whitehaven Solar A, LLC - 1621 Whitehaven Road Solar Unit A - PV Systems | 1621 Whitehaven Road |  | Grand Island | NY | 14072 |  |  | 6887.16 | 0 | 0 | 0 | 0 | 0 | 0 | 0 | 0 | 0 | 0 | 0 | FALSE | KIAG | 2020-10-26 15:25 | 1 |  |  | Offsite Resource | Solar Farm |  |  | National Grid - Upstate NY (Niagara Mohawk) |  | A - West
1835 | Dutchess County Airport | 1682 Route 376 |  | Wappinger Falls | NY | 12603 |  |  | 2173.5 | 0 | 0 | 0 | 0 | 0 | 0 | 0 | 0 | 0 | 0 | 0 | FALSE | KPOU | 2020-10-26 15:38 | 1 |  |  | Offsite Resource | Utility Support |  |  | Central Hudson Gas and Electric |  | G - Hudson Valley
1836 | GE Solar - 80 Cheltingham Ave - PV Systems | 80 Cheltingham Ave |  | Schenectady | NY | 12306 |  |  | 3500.64 | 0 | 0 | 0 | 0 | 0 | 0 | 0 | 0 | 0 | 0 | 0 | FALSE | KALB | 2020-10-26 15:51 | 1 |  |  | Offsite Resource | Solar Farm |  |  | National Grid - Upstate NY (Niagara Mohawk) |  | F - Capital
1837 | POD Hotel | 400 W 42nd St |  | New York | NY | 10036 |  |  | 130 | 776 | 0 | 0 | 0 | 0 | 0 | 0 | 0 | 0 | 0 | 0 | TRUE | KLGA | 2020-10-26 17:07 | 1 |  |  | Lodging | Hotel |  |  | Consolidated Edison | Consolidated Edison | J - New York City
1838 | Morris Avenue Apartments II | 2956 Park Ave |  | The Bronx | NY | 10451 |  |  | 65 | 388 | 0 | 0 | 0 | 0 | 0 | 0 | 0 | 0 | 0 | 0 | TRUE | KLGA | 2020-10-26 17:28 | 1 |  |  | Residential | Multifamily |  |  | Consolidated Edison | Consolidated Edison | J - New York City
1839 | La Casa Del Mundo | 3475 3rd Avenue |  | Bronx | NY | 10456 |  |  | 65 | 388 | 0 | 0 | 0 | 0 | 0 | 0 | 0 | 0 | 0 | 0 | TRUE | KLGA | 2020-10-28 15:12 | 1 |  |  | Residential | Multifamily |  |  | Consolidated Edison | Consolidated Edison | J - New York City
1840 | Memorial Sloan Kettering (SKCC) | 530 E 74th Street |  | New York | NY | 10021 |  |  | 1000 | 4410 | 0 | 0 | 0 | 0 | 0 | 0 | 0 | 0 | 0 | 0 | TRUE | KLGA | 2020-12-29 09:51 | 1 |  |  | Health Care (Inpatient) | Inpatient Rehabilitation |  |  | Consolidated Edison | Consolidated Edison | J - New York City
1841 | Kings County Hospital | 451 Clarkson Avenue |  | Brooklyn | NY | 11203 |  |  | 1600 | 6599 | 0 | 0 | 0 | 0 | 0 | 0 | 0 | 0 | 0 | 0 | TRUE | KLGA | 2024-01-10 20:41 | 1 |  |  | Health Care (Inpatient) | Hospital |  |  | Consolidated Edison | Consolidated Edison | J - New York City
1842 | 63 Wall Street | 63 Wall Street |  | New York | NY | 10005 |  |  | 300 | 1929 | 0 | 0 | 0 | 0 | 0 | 0 | 0 | 0 | 0 | 0 | TRUE | KLGA | 2020-12-22 17:36 | 1 |  |  | Residential | Multifamily |  |  | Consolidated Edison | Consolidated Edison | J - New York City
1843 | 315 East 68th | 315 East 68th Street |  | New York | NY | 10065 |  |  | 125 | 780 | 0 | 0 | 0 | 0 | 0 | 0 | 0 | 0 | 0 | 0 | TRUE | KLGA | 2020-11-02 20:36 | 1 |  |  | Residential | Multifamily |  |  | Consolidated Edison | Consolidated Edison | J - New York City
1844 | High Peaks Solar | 5923 S Main St |  | Sandy Creek | NY | 13145 |  |  | 3041.28 | 0 | 0 | 0 | 0 | 0 | 0 | 0 | 0 | 0 | 0 | 0 | FALSE | KART | 2020-11-06 20:57 | 1 |  |  | Offsite Resource | Solar Farm |  |  | National Grid - Upstate NY (Niagara Mohawk) |  | C - Central
1845 | Home D in 12572 |  |  | Rhinebeck | NY | 12572 |  |  |  |  | 10 | [9 empty] | FALSE | KPOU | 2020-11-12 22:22 | 1 |  |  | Residential | Single-family detached |  |  | Central Hudson Gas and Electric |  | G - Hudson Valley
1846 | Home B in 10516 |  |  | Cold Spring | NY | 10516 |  |  |  |  | 5 | [9 empty] | FALSE | KPOU | 2020-11-12 22:22 | 1 |  |  | Residential | Single-family detached |  |  | Central Hudson Gas and Electric |  | G - Hudson Valley
1847 | Home B in 12414 |  |  | Catskill | NY | 12414 |  |  |  |  | 5 | [9 empty] | FALSE | KALB | 2020-11-12 22:22 | 1 |  |  | Residential | Single-family detached |  |  | Central Hudson Gas and Electric |  | G - Hudson Valley
1848 | Home A in 12545 |  |  | Millbrook | NY | 12545 |  |  |  |  | 5 | [9 empty] | FALSE | KPOU | 2020-11-12 22:22 | 1 |  |  | Residential | Single-family detached |  |  | Central Hudson Gas and Electric |  | G - Hudson Valley
1849 | Home E in 12533 |  |  | Hopewell Junction | NY | 12533 |  |  |  |  | 20 | [9 empty] | FALSE | KPOU | 2020-11-12 22:22 | 1 |  |  | Residential | Single-family detached |  |  | Central Hudson Gas and Electric |  | G - Hudson Valley
1850 | Home C in 12561 |  |  | New Paltz | NY | 12561 |  |  |  |  | 10 | [9 empty] | FALSE | KPOU | 2020-11-12 22:22 | 1 |  |  | Residential | Single-family detached |  |  | Central Hudson Gas and Electric |  | G - Hudson Valley
1851 | Home B in 12580 |  |  | Staatsburg | NY | 12580 |  |  |  |  | 5 | [9 empty] | FALSE | KPOU | 2020-11-12 22:22 | 1 |  |  | Residential | Single-family detached |  |  | Central Hudson Gas and Electric |  | G - Hudson Valley
1852 | Home D in 10543 |  |  | Mamaroneck | NY | 10543 |  |  |  |  | 30 | [9 empty] | FALSE | KHPN | 2020-11-12 22:22 | 1 |  |  | Residential | Single-family detached |  |  | Consolidated Edison |  | I - Dunwoodie
1854 | Home D in 10603 |  |  | White Plains | NY | 10603 |  |  |  |  | 25 | [9 empty] | FALSE | KHPN | 2020-11-12 22:22 | 1 |  |  | Residential | Single-family detached |  |  | Consolidated Edison |  | I - Dunwoodie
1855 | Home A in 10570 |  |  | Pleasantville | NY | 10570 |  |  |  |  | 5 | [9 empty] | FALSE | KHPN | 2020-11-12 22:22 | 1 |  |  | Residential | Single-family detached |  |  | Consolidated Edison |  | I - Dunwoodie
1856 | Home F in 10520 |  |  | Croton-On-Hudson | NY | 10520 |  |  |  |  | 10 | [9 empty] | FALSE | KHPN | 2020-11-12 22:22 | 1 |  |  | Residential | Single-family detached |  |  | Consolidated Edison |  | G - Hudson Valley
1857 | Home A in 12110 |  |  | Latham | NY | 12110 |  |  |  |  | 15 | [9 empty] | FALSE | KALB | 2020-11-12 22:22 | 1 |  |  | Residential | Single-family detached |  |  | National Grid - Upstate NY (Niagara Mohawk) |  | F - Capital
1858 | Home A in 12831 |  |  | Gansevoort | NY | 12831 |  |  |  |  | 10 | [9 empty] | FALSE | KALB | 2020-11-12 22:22 | 1 |  |  | Residential | Single-family detached |  |  | National Grid - Upstate NY (Niagara Mohawk) |  | F - Capital
1859 | Home B in 13365 |  |  | Little Falls | NY | 13365 |  |  |  |  | 2000 | [9 empty] | FALSE | KRME | 2020-11-12 22:22 | 1 |  |  | Residential | Single-family detached |  |  | National Grid - Upstate NY (Niagara Mohawk) |  | E - Mohawk Valley
1860 | Home A in 14871 |  |  | Pine City | NY | 14871 |  |  |  |  | 5.8 | [9 empty] | FALSE | KELM | 2020-11-12 22:22 | 1 |  |  | Residential | Single-family detached |  |  | New York State Electric and Gas |  | C - Central
1861 | Home C in 12529 |  |  | Hillsdale | NY | 12529 |  |  |  |  | 7 | [9 empty] | FALSE | KALB | 2020-11-12 22:22 | 1 |  |  | Residential | Single-family detached |  |  | New York State Electric and Gas |  | F - Capital
1862 | Home B in 12168 |  |  | Stephentown | NY | 12168 |  |  |  |  | 7 | [9 empty] | FALSE | KALB | 2020-11-12 22:22 | 1 |  |  | Residential | Single-family detached |  |  | New York State Electric and Gas |  | F - Capital
1863 | Home H in 11561 |  |  | Lido Beach | NY | 11561 |  |  |  |  | 10 | [9 empty] | FALSE | KJFK | 2020-11-12 22:22 | 1 |  |  | Residential | Single-family detached |  |  | Long Island Power Authority (PSEG-LI) |  | K - Long Island
1864 | Home B in 11959 |  |  | East Quogue | NY | 11959 |  |  |  |  | 10 | [9 empty] | FALSE | KISP | 2020-11-12 22:22 | 1 |  |  | Residential | Single-family detached |  |  | Long Island Power Authority (PSEG-LI) |  | K - Long Island
1865 | Home A in 11946 |  |  | Hampton Bays | NY | 11946 |  |  |  |  | 10 | [9 empty] | FALSE | KISP | 2020-11-12 22:22 | 1 |  |  | Residential | Single-family detached |  |  | Long Island Power Authority (PSEG-LI) |  | K - Long Island
1866 | Home G in 11003 |  |  | Elmont | NY | 11003 |  |  |  |  | 10 | [9 empty] | FALSE | KJFK | 2020-11-12 22:22 | 1 |  |  | Residential | Single-family detached |  |  | Long Island Power Authority (PSEG-LI) |  | K - Long Island
1867 | Home E in 11803 |  |  | Plainview | NY | 11803 |  |  |  |  | 5 | [9 empty] | FALSE | KJFK | 2020-11-12 22:22 | 1 |  |  | Residential | Single-family detached |  |  | Long Island Power Authority (PSEG-LI) |  | K - Long Island
1868 | Home B in 11804 |  |  | Old Bethpage | NY | 11804 |  |  |  |  | 10 | [9 empty] | FALSE | KJFK | 2020-11-12 22:22 | 1 |  |  | Residential | Single-family detached |  |  | Long Island Power Authority (PSEG-LI) |  | K - Long Island
1869 | Home C in 11023 |  |  | Great Neck | NY | 11023 |  |  |  |  | 5 | [9 empty] | FALSE | KJFK | 2020-11-12 22:22 | 1 |  |  | Residential | Single-family detached |  |  | Long Island Power Authority (PSEG-LI) |  | K - Long Island
1870 | Home D in 11590 |  |  | Westbury | NY | 11590 |  |  |  |  | 10 | [9 empty] | FALSE | KJFK | 2020-11-12 22:22 | 1 |  |  | Residential | Single-family detached |  |  | Long Island Power Authority (PSEG-LI) |  | K - Long Island
1871 | Home A in 11518 |  |  | East Rockaway | NY | 11518 |  |  |  |  | 10 | [9 empty] | FALSE | KJFK | 2020-11-12 22:22 | 1 |  |  | Residential | Single-family detached |  |  | Long Island Power Authority (PSEG-LI) |  | K - Long Island
1872 | Home A in 11547 |  |  | Glenwood Landing | NY | 11547 |  |  |  |  | 5 | [9 empty] | FALSE | KJFK | 2020-11-12 22:22 | 1 |  |  | Residential | Single-family detached |  |  | Long Island Power Authority (PSEG-LI) |  | K - Long Island
1873 | Home A in 11714 |  |  | Bethpage | NY | 11714 |  |  |  |  | 15 | [9 empty] | FALSE | KJFK | 2020-11-12 22:22 | 1 |  |  | Residential | Single-family detached |  |  | Long Island Power Authority (PSEG-LI) |  | K - Long Island
1874 | Home E in 11590 |  |  | Westbury | NY | 11590 |  |  |  |  | 10 | [9 empty] | FALSE | KJFK | 2020-11-12 22:22 | 1 |  |  | Residential | Single-family detached |  |  | Long Island Power Authority (PSEG-LI) |  | K - Long Island
1875 | Home D in 11720 |  |  | Centereach | NY | 11720 |  |  |  |  | 10 | [9 empty] | FALSE | KISP | 2020-11-12 22:22 | 1 |  |  | Residential | Single-family detached |  |  | Long Island Power Authority (PSEG-LI) |  | K - Long Island
1876 | Home B in 11946 |  |  | Hampton Bays | NY | 11946 |  |  |  |  | 5 | [9 empty] | FALSE | KISP | 2020-11-12 22:22 | 1 |  |  | Residential | Single-family detached |  |  | Long Island Power Authority (PSEG-LI) |  | K - Long Island
1877 | Home E in 11710 |  |  | North Bellmore | NY | 11710 |  |  |  |  | 5 | [9 empty] | FALSE | KJFK | 2020-11-12 22:22 | 1 |  |  | Residential | Single-family detached |  |  | Long Island Power Authority (PSEG-LI) |  | K - Long Island
1878 | 60 Sutton Place | 60 Sutton Pl S |  | New York | NY | 10022 |  |  | 250 | 1560 | 0 | 0 | 0 | 0 | 0 | 0 | 0 | 0 | 0 | 0 | TRUE | KLGA | 2021-07-09 16:23 | 1 |  |  | Residential | Multifamily |  |  | Consolidated Edison | Consolidated Edison | J - New York City
1879 | Equinix | 401 Fieldcrest Dr #1 |  | Elmsford | NY | 10523 |  |  | 862.5 | 0 | 0 | 0 | 0 | 0 | 0 | 0 | 0 | 0 | 0 | 0 | FALSE | KHPN | 2020-11-17 19:24 | 1 |  |  | Office | Mixed-Use Office |  |  | Consolidated Edison | Consolidated Edison | I - Dunwoodie
1880 | Borrego Solar Systems, Inc - Allis Rd. | 3962 Allis Rd |  | Medina | NY | 14103 |  |  | 7349.265 | 0 | 0 | 0 | 0 | 0 | 0 | 0 | 0 | 0 | 0 | 0 | FALSE | KBUF | 2020-11-18 17:49 | 1 |  |  | Offsite Resource | Solar Farm |  |  | National Grid - Upstate NY (Niagara Mohawk) |  | A - West
1881 | Borrego Solar Systems, Inc - Beals Rd. | 3846 Beals Rd |  | Medina | NY | 14103 |  |  | 5228.685 | 0 | 0 | 0 | 0 | 0 | 0 | 0 | 0 | 0 | 0 | 0 | FALSE | KBUF | 2020-11-18 17:49 | 1 |  |  | Offsite Resource | Solar Farm |  |  | National Grid - Upstate NY (Niagara Mohawk) |  | A - West
1882 | Bacon Triangle, LLC | 2801 Sharon Turnpike |  | Millbrook | NY | 12545 |  |  | 719.44 | 0 | 0 | 0 | 0 | 0 | 0 | 0 | 0 | 0 | 0 | 0 | FALSE | KSWF | 2021-05-13 14:22 | 1 | YSG Solar, LLC |  | Offsite Resource | Solar Farm |  |  | Central Hudson Gas and Electric |  | G - Hudson Valley
1883 | Pendleton Solar 1 PV - 178542 | 6707 Bear Ridge Road |  | Lockport | NY | 14094 |  |  | 6066.06 | 0 | 0 | 0 | 0 | 0 | 0 | 0 | 0 | 0 | 0 | 0 | FALSE | KIAG | 2020-12-21 03:32 | 1 |  |  | Offsite Resource | Solar Farm |  |  | National Grid - Upstate NY (Niagara Mohawk) |  | A - West
1884 | General Electric International Inc. - 165456 | 30 Commerce Park Drive |  | Niskayuna | NY | 12309 |  |  | 4596.8 | 0 | 0 | 0 | 0 | 0 | 0 | 0 | 0 | 0 | 0 | 0 | FALSE | KALB | 2020-12-14 14:06 | 1 |  |  | Offsite Resource | Solar Farm |  |  | National Grid - Upstate NY (Niagara Mohawk) |  | F - Capital
1885 | Town of Dewitt - 128332 | 6330 Fisher Rd, Dewitt |  | Dewitt | NY | 13057 |  |  | 2660.85 | 0 | 0 | 0 | 0 | 0 | 0 | 0 | 0 | 0 | 0 | 0 | FALSE | KSYR | 2020-12-30 16:10 | 1 |  |  | Offsite Resource | Solar Farm |  |  | National Grid - Upstate NY (Niagara Mohawk) |  | C - Central
1886 | Little Falls Solar, LLC - 187870 | Middleville Road |  | Little Falls | NY | 13365 |  |  | 2947.05 | 0 | 0 | 0 | 0 | 0 | 0 | 0 | 0 | 0 | 0 | 0 | FALSE | KSYR | 2020-12-04 22:28 | 1 |  |  | Offsite Resource | Solar Farm |  |  | National Grid - Upstate NY (Niagara Mohawk) |  | E - Mohawk Valley
1887 | Town of Monroe - 49524 | 813 Lakes Rd |  | Monroe | NY | 10950 |  |  | 1982.88 | 0 | 0 | 0 | 0 | 0 | 0 | 0 | 0 | 0 | 0 | 0 | FALSE | KPOU | 2020-12-10 17:40 | 1 |  |  | Offsite Resource | Solar Farm |  |  | Orange and Rockland Utilities |  | G - Hudson Valley
1888 | GE Solar - 171278 | 59 Hetcheltown Road |  | Glenville | NY | 12302 |  |  | 1653.08 | 0 | 0 | 0 | 0 | 0 | 0 | 0 | 0 | 0 | 0 | 0 | FALSE | KALB | 2020-12-16 03:36 | 1 |  |  | Offsite Resource | Solar Farm |  |  | National Grid - Upstate NY (Niagara Mohawk) |  | F - Capital
1889 | Hales Mills Solar, LLC - 175352 | 171 Hales Mills Rd. |  | Johnstown | NY | 12095 |  |  | 5705.64 | 0 | 0 | 0 | 0 | 0 | 0 | 0 | 0 | 0 | 0 | 0 | FALSE | KALB | 2020-12-16 03:36 | 1 |  |  | Offsite Resource | Solar Farm |  |  | National Grid - Upstate NY (Niagara Mohawk) |  | F - Capital
1890 | Annadale Community Fuel Cells | 10 Sneden Avenue |  | Staten Island | NY | 10312 |  |  | 7875 | 0 | 0 | 0 | 0 | 0 | 0 | 0 | 0 | 0 | 0 | 0 | FALSE | KJFK | 2020-12-22 02:49 | 1 |  |  | Offsite Resource | Utility Support |  |  | Consolidated Edison | National Grid - NYC (Brooklyn Union) | J - New York City
1891 | LR Wheatfield Solar 1, LLC - 166748 | 2469 Lockport Rd |  | Sanborn | NY | 14132 |  |  | 6296.94 | 0 | 0 | 0 | 0 | 0 | 0 | 0 | 0 | 0 | 0 | 0 | FALSE | KIAG | 2020-12-21 04:06 | 1 |  |  | Offsite Resource | Solar Farm |  |  | National Grid - Upstate NY (Niagara Mohawk) |  | A - West
1892 | Taxi 30-02 39th Street | 30-02 39th Avenue |  | Queens | NY | 11101 |  |  | 200 | 1226 | 0 | 0 | 0 | 0 | 0 | 0 | 0 | 0 | 0 | 0 | TRUE | KLGA | 2020-12-31 15:19 | 1 |  |  | Residential | Multifamily |  |  | Consolidated Edison | Consolidated Edison | J - New York City
1893 | OYA Blanchard Road | 15112 Blanchard Rd |  | Clayton | NY | 13624 |  |  | 7602.4 | 0 | 5000 | 15000 | 0 | 0 | 0 | 0 | 0 | 0 | 0 | 0 | FALSE | KART | 2021-04-29 15:50 | 1 |  |  | Offsite Resource | Solar Farm |  |  | National Grid - Upstate NY (Niagara Mohawk) |  | E - Mohawk Valley
1895 | OYA Blanchard Road 2 | 14829 Blanchard Road |  | Clayton | NY | 13624 |  |  | 7602.4 | 0 | 5000 | 15000 | 0 | 0 | 0 | 0 | 0 | 0 | 0 | 0 | FALSE | KART | 2021-04-29 15:50 | 1 |  |  | Offsite Resource | Solar Farm |  |  | National Grid - Upstate NY (Niagara Mohawk) |  | E - Mohawk Valley
1896 | OYA Great Lakes Seaway | 15246 Blanchard Road |  | Clayton | NY | 13624 |  |  | 7602.4 | 0 | 0 | 0 | 0 | 0 | 0 | 0 | 0 | 0 | 0 | 0 | FALSE | KART | 2020-12-31 15:20 | 2 |  |  | Offsite Resource | Solar Farm |  |  | National Grid - Upstate NY (Niagara Mohawk) |  | E - Mohawk Valley
1897 | OYA 2643 Moore Road | 2643 Moore Road |  | Lewiston | NY | 14131 |  |  | 7025.68 | 0 | 0 | 0 | 0 | 0 | 0 | 0 | 0 | 0 | 0 | 0 | FALSE | KIAG | 2021-04-21 18:18 | 1 |  |  | Offsite Resource | Solar Farm |  |  | National Grid - Upstate NY (Niagara Mohawk) |  | A - West
1898 | Village of Coxsackie - 190963 | 233 Stacy Road |  | Coxsackie | NY | 12051 |  |  | 869.4 | 0 | 0 | 0 | 0 | 0 | 0 | 0 | 0 | 0 | 0 | 0 | FALSE | KPOU | 2020-12-31 15:21 | 1 |  |  | Offsite Resource | Solar Farm |  |  | Central Hudson Gas and Electric |  | G - Hudson Valley
1899 | Rosemond Solar, LLC | 191 Rosemond Rd |  | Woodridge | NY | 12789 |  |  | 2980.8 | 0 | 0 | 0 | 0 | 0 | 0 | 0 | 0 | 0 | 0 | 0 | FALSE | KSWF | 2021-01-18 12:58 | 1 |  |  | Offsite Resource | Solar Farm |  |  | New York State Electric and Gas |  | E - Mohawk Valley
1900 | Home D in 12561 |  |  | New Paltz | NY | 12561 |  |  |  |  | 10 | [9 empty] | FALSE | KPOU | 2021-01-21 16:07 | 1 |  |  | Residential | Single-family detached |  |  | Central Hudson Gas and Electric |  | G - Hudson Valley
1901 | Home H in 12401 |  |  | Kingston | NY | 12401 |  |  |  |  | 10 | [9 empty] | FALSE | KSWF | 2021-01-21 16:07 | 1 |  |  | Residential | Single-family detached |  |  | Central Hudson Gas and Electric |  | G - Hudson Valley
1902 | Home D in 12477 |  |  | Saugerties | NY | 12477 |  |  |  |  | 9.6 | [9 empty] | FALSE | KPOU | 2021-01-21 16:07 | 1 |  |  | Residential | Single-family detached |  |  | Central Hudson Gas and Electric |  | G - Hudson Valley
1903 | Home A in 12543 |  |  | Maybrook | NY | 12543 |  |  |  |  | 5 | [9 empty] | FALSE | KSWF | 2021-01-21 16:07 | 1 |  |  | Residential | Single-family detached |  |  | Central Hudson Gas and Electric |  | G - Hudson Valley
1904 | Home F in 12533 |  |  | Hopewell Junction | NY | 12533 |  |  |  |  | 11.4 | [9 empty] | FALSE | KPOU | 2021-01-21 16:07 | 1 |  |  | Residential | Single-family detached |  |  | Central Hudson Gas and Electric |  | G - Hudson Valley
1905 | Home G in 12533 |  |  | Hopewell Junction | NY | 12533 |  |  |  |  | 5 | [9 empty] | FALSE | KPOU | 2021-01-21 16:07 | 1 |  |  | Residential | Single-family detached |  |  | Central Hudson Gas and Electric |  | G - Hudson Valley
1906 | Home A in 12411 |  |  | Bloomington | NY | 12411 |  |  |  |  | 10 | [9 empty] | FALSE | KSWF | 2021-01-21 16:07 | 1 |  |  | Residential | Single-family detached |  |  | Central Hudson Gas and Electric |  | G - Hudson Valley
1907 | Home E in 10598 |  |  | Yorktown Heights | NY | 10598 |  |  |  |  | 25 | [9 empty] | FALSE | KHPN | 2021-01-21 16:07 | 1 |  |  | Residential | Single-family detached |  |  | Consolidated Edison |  | I - Dunwoodie
1908 | Home C in 10604 |  |  | Harrison | NY | 10604 |  |  |  |  | 7.6 | [9 empty] | FALSE | KHPN | 2021-01-21 16:07 | 1 |  |  | Residential | Single-family detached |  |  | Consolidated Edison |  | I - Dunwoodie
1909 | Home G in 10520 |  |  | Croton-On-Hudson | NY | 10520 |  |  |  |  | 5 | [9 empty] | FALSE | KHPN | 2021-01-21 16:07 | 1 |  |  | Residential | Single-family detached |  |  | Consolidated Edison |  | I - Dunwoodie
1910 | Home B in 10514 |  |  | Chappaqua | NY | 10514 |  |  |  |  | 11.4 | [9 empty] | FALSE | KHPN | 2021-01-21 16:07 | 1 |  |  | Residential | Single-family detached |  |  | Consolidated Edison |  | I - Dunwoodie
1911 | Home A in 10547 |  |  | Mohegan Lake | NY | 10547 |  |  |  |  | 10 | [9 empty] | FALSE | KHPN | 2021-01-21 16:07 | 1 |  |  | Residential | Single-family detached |  |  | Consolidated Edison |  | I - Dunwoodie
1912 | Home A in 10577 |  |  | Purchase | NY | 10577 |  |  |  |  | 11.4 | [9 empty] | FALSE | KHPN | 2021-01-21 16:07 | 1 |  |  | Residential | Single-family detached |  |  | Consolidated Edison |  | I - Dunwoodie
1913 | Home H in 10520 |  |  | Croton-On-Hudson | NY | 10520 |  |  |  |  | 7.6 | [9 empty] | FALSE | KHPN | 2021-01-21 16:07 | 1 |  |  | Residential | Single-family detached |  |  | Consolidated Edison |  | I - Dunwoodie
1914 | Home C in 10530 |  |  | Hartsdale | NY | 10530 |  |  |  |  | 13.5 | [9 empty] | FALSE | KHPN | 2021-01-21 16:07 | 1 |  |  | Residential | Single-family detached |  |  | Consolidated Edison |  | I - Dunwoodie
1915 | Home C in 12065 |  |  | Clifton Park | NY | 12065 |  |  |  |  | 10 | [9 empty] | FALSE | KALB | 2021-01-21 16:07 | 1 |  |  | Residential | Single-family detached |  |  | National Grid - Upstate NY (Niagara Mohawk) |  | F - Capital
1916 | Home A in 13492 |  |  | Whitesboro | NY | 13492 |  |  |  |  | 10 | [9 empty] | FALSE | KRME | 2021-01-21 16:07 | 1 |  |  | Residential | Single-family detached |  |  | National Grid - Upstate NY (Niagara Mohawk) |  | E - Mohawk Valley
1917 | Home A in 12845 |  |  | Lake George | NY | 12845 |  |  |  |  | 15 | [9 empty] | FALSE | KALB | 2021-01-21 16:07 | 1 |  |  | Residential | Single-family detached |  |  | National Grid - Upstate NY (Niagara Mohawk) |  | F - Capital
1918 | Home A in 12302 |  |  | Scotia | NY | 12302 |  |  |  |  | 10 | [9 empty] | FALSE | KALB | 2021-01-21 16:07 | 1 |  |  | Residential | Single-family detached |  |  | National Grid - Upstate NY (Niagara Mohawk) |  | F - Capital
1919 | Home A in 13904 |  |  | Binghamton | NY | 13904 |  |  |  |  | 7 | [9 empty] | FALSE | KBGM | 2021-01-21 16:07 | 1 |  |  | Residential | Single-family detached |  |  | New York State Electric and Gas |  | C - Central
1920 | Home A in 12017 |  |  | Austerlitz | NY | 12017 |  |  |  |  | 11.6 | [9 empty] | FALSE | KALB | 2021-01-21 16:07 | 1 |  |  | Residential | Single-family detached |  |  | New York State Electric and Gas |  | F - Capital
1921 | Home B in 10560 |  |  | North Salem | NY | 10560 |  |  |  |  | 3.84 | [9 empty] | FALSE | KHPN | 2021-01-21 16:07 | 1 |  |  | Residential | Single-family detached |  |  | New York State Electric and Gas |  | G - Hudson Valley
1922 | Home A in 14810 |  |  | Bath | NY | 14810 |  |  |  |  | 15.2 | [9 empty] | FALSE | KELM | 2021-01-21 16:07 | 1 |  |  | Residential | Single-family detached |  |  | New York State Electric and Gas |  | C - Central
1923 | Home D in 12529 |  |  | Hillsdale | NY | 12529 |  |  |  |  | 30 | [9 empty] | FALSE | KALB | 2021-01-21 16:07 | 1 |  |  | Residential | Single-family detached |  |  | New York State Electric and Gas |  | F - Capital
1924 | Home A in 14424 |  |  | Canandaigua | NY | 14424 |  |  |  |  | 7 | [9 empty] | FALSE | KROC | 2021-01-21 16:07 | 1 |  |  | Residential | Single-family detached |  |  | Rochester Gas and Electric |  | B - Genessee
1925 | Home B in 14424 |  |  | Canandaigua | NY | 14424 |  |  |  |  | 9.8 | [9 empty] | FALSE | KROC | 2021-01-21 16:07 | 1 |  |  | Residential | Single-family detached |  |  | Rochester Gas and Electric |  | B - Genessee
1926 | Home C in 14534 |  |  | Pittsford | NY | 14534 |  |  |  |  | 9.8 | [9 empty] | FALSE | KROC | 2021-01-21 16:07 | 1 |  |  | Residential | Single-family detached |  |  | Rochester Gas and Electric |  | B - Genessee
1927 | Home D in 10950 |  |  | Monroe | NY | 10950 |  |  | 0 | 0 | 4.1 | 0 | 0 | 0 | 0 | 0 | 0 | 0 | 0 | 0 | FALSE | KSWF | 2021-04-15 19:14 | 1 |  |  | Residential | Single-family detached |  |  | Orange and Rockland Utilities |  | G - Hudson Valley
1928 | Home B in 12566 |  |  | Pine Bush | NY | 12566 |  |  | 0 | 0 | 12.7 | 0 | 0 | 0 | 0 | 0 | 0 | 0 | 0 | 0 | FALSE | KSWF | 2021-04-15 19:16 | 1 |  |  | Residential | Single-family detached |  |  | Orange and Rockland Utilities |  | G - Hudson Valley
1929 | Home D in 10930 |  |  | Highland Falls | NY | 10930 |  |  |  |  | 10 | [9 empty] | FALSE | KSWF | 2021-01-21 16:07 | 1 |  |  | Residential | Single-family detached |  |  | Orange and Rockland Utilities |  | G - Hudson Valley
1930 | Home E in 10940 |  |  | Middletown | NY | 10940 |  |  | 0 | 0 | 4.8 | 0 | 0 | 0 | 0 | 0 | 0 | 0 | 0 | 0 | FALSE | KSWF | 2021-03-09 19:36 | 1 |  |  | Residential | Single-family detached |  |  | Orange and Rockland Utilities |  | G - Hudson Valley
1931 | Home B in 10977 |  |  | Spring Valley | NY | 10977 |  |  | 0 | 0 | 10 | 0 | 0 | 0 | 0 | 0 | 0 | 0 | 0 | 0 | FALSE | KHPN | 2021-04-15 20:22 | 1 |  |  | Residential | Single-family detached |  |  | Orange and Rockland Utilities |  | G - Hudson Valley
1932 | Home B in 10965 |  |  | Pearl River | NY | 10965 |  |  | 0 | 0 | 7.6 | 0 | 0 | 0 | 0 | 0 | 0 | 0 | 0 | 0 | FALSE | KHPN | 2021-04-15 20:38 | 1 |  |  | Residential | Single-family detached |  |  | Orange and Rockland Utilities |  | G - Hudson Valley
1933 | Home C in 10977 |  |  | Spring Valley | NY | 10977 |  |  | 0 | 0 | 3.12 | 0 | 0 | 0 | 0 | 0 | 0 | 0 | 0 | 0 | FALSE | KHPN | 2021-04-15 20:39 | 1 |  |  | Residential | Single-family detached |  |  | Orange and Rockland Utilities |  | G - Hudson Valley
1934 | Home B in 10970 |  |  | Pomona | NY | 10970 |  |  | 0 | 0 | 20 | 0 | 0 | 0 | 0 | 0 | 0 | 0 | 0 | 0 | FALSE | KHPN | 2021-04-15 20:40 | 1 |  |  | Residential | Single-family detached |  |  | Orange and Rockland Utilities |  | G - Hudson Valley
1935 | Home C in 10924 |  |  | Goshen | NY | 10924 |  |  | 0 | 0 | 5 | 0 | 0 | 0 | 0 | 0 | 0 | 0 | 0 | 0 | FALSE | KSWF | 2021-04-15 20:40 | 1 |  |  | Residential | Single-family detached |  |  | Orange and Rockland Utilities |  | G - Hudson Valley
1936 | Home B in 10925 |  |  | Greenwood Lake | NY | 10925 |  |  | 0 | 0 | 15 | 0 | 0 | 0 | 0 | 0 | 0 | 0 | 0 | 0 | FALSE | KSWF | 2021-04-15 20:41 | 1 |  |  | Residential | Single-family detached |  |  | Orange and Rockland Utilities |  | G - Hudson Valley
1937 | Home C in 10920 |  |  | Congers | NY | 10920 |  |  | 0 | 0 | 10 | 0 | 0 | 0 | 0 | 0 | 0 | 0 | 0 | 0 | FALSE | KHPN | 2021-04-15 20:42 | 1 |  |  | Residential | Single-family detached |  |  | Orange and Rockland Utilities |  | G - Hudson Valley
1938 | Home B in 12721 |  |  | Bloomingburg | NY | 12721 |  |  | 0 | 0 | 11.4 | 0 | 0 | 0 | 0 | 0 | 0 | 0 | 0 | 0 | FALSE | KSWF | 2021-04-15 20:42 | 1 |  |  | Residential | Single-family detached |  |  | Orange and Rockland Utilities |  | G - Hudson Valley
1939 | Home D in 11706 |  |  | Bay Shore | NY | 11706 |  |  |  |  | 5 | [9 empty] | FALSE | KISP | 2021-01-21 16:07 | 1 |  |  | Residential | Single-family detached |  |  | Long Island Power Authority (PSEG-LI) |  | K - Long Island
1940 | Home F in 11566 |  |  | Merrick | NY | 11566 |  |  |  |  | 5 | [9 empty] | FALSE | KJFK | 2021-01-21 16:07 | 1 |  |  | Residential | Single-family detached |  |  | Long Island Power Authority (PSEG-LI) |  | K - Long Island
1941 | Home F in 11768 |  |  | Northport | NY | 11768 |  |  |  |  | 10 | [9 empty] | FALSE | KISP | 2021-01-21 16:07 | 1 |  |  | Residential | Single-family detached |  |  | Long Island Power Authority (PSEG-LI) |  | K - Long Island
1942 | Home B in 11518 |  |  | East Rockaway | NY | 11518 |  |  |  |  | 5 | [9 empty] | FALSE | KJFK | 2021-01-21 16:07 | 1 |  |  | Residential | Single-family detached |  |  | Long Island Power Authority (PSEG-LI) |  | K - Long Island
1943 | Home C in 11704 |  |  | Babylon | NY | 11704 |  |  |  |  | 10 | [9 empty] | FALSE | KISP | 2021-01-21 16:07 | 1 |  |  | Residential | Single-family detached |  |  | Long Island Power Authority (PSEG-LI) |  | K - Long Island
1944 | Home G in 11554 |  |  | East Meadow | NY | 11554 |  |  |  |  | 5 | [9 empty] | FALSE | KJFK | 2021-01-21 16:07 | 1 |  |  | Residential | Single-family detached |  |  | Long Island Power Authority (PSEG-LI) |  | K - Long Island
1945 | Home I in 11561 |  |  | Lido Beach | NY | 11561 |  |  |  |  | 10 | [9 empty] | FALSE | KJFK | 2021-01-21 16:07 | 1 |  |  | Residential | Single-family detached |  |  | Long Island Power Authority (PSEG-LI) |  | K - Long Island
1946 | Home A in 11509 |  |  | Atlantic Beach | NY | 11509 |  |  |  |  | 5 | [9 empty] | FALSE | KJFK | 2021-01-21 16:07 | 1 |  |  | Residential | Single-family detached |  |  | Long Island Power Authority (PSEG-LI) |  | K - Long Island
1947 | Home F in 11788 |  |  | Hauppauge | NY | 11788 |  |  |  |  | 5 | [9 empty] | FALSE | KISP | 2021-01-21 16:07 | 1 |  |  | Residential | Single-family detached |  |  | Long Island Power Authority (PSEG-LI) |  | K - Long Island
1948 | Home E in 11717 |  |  | Brentwood | NY | 11717 |  |  |  |  | 10 | [9 empty] | FALSE | KISP | 2021-01-21 16:07 | 1 |  |  | Residential | Single-family detached |  |  | Long Island Power Authority (PSEG-LI) |  | K - Long Island
1949 | Home H in 11572 |  |  | Oceanside | NY | 11572 |  |  |  |  | 5 | [9 empty] | FALSE | KJFK | 2021-01-21 16:07 | 1 |  |  | Residential | Single-family detached |  |  | Long Island Power Authority (PSEG-LI) |  | K - Long Island
1950 | Home F in 11590 |  |  | Westbury | NY | 11590 |  |  |  |  | 15 | [9 empty] | FALSE | KJFK | 2021-01-21 16:07 | 1 |  |  | Residential | Single-family detached |  |  | Long Island Power Authority (PSEG-LI) |  | K - Long Island
1951 | Home E in 11758 |  |  | Massapequa | NY | 11758 |  |  |  |  | 5 | [9 empty] | FALSE | KJFK | 2021-01-21 16:07 | 1 |  |  | Residential | Single-family detached |  |  | Long Island Power Authority (PSEG-LI) |  | K - Long Island
1952 | Home H in 11791 |  |  | Syosset | NY | 11791 |  |  |  |  | 10 | [9 empty] | FALSE | KLGA | 2021-01-21 16:07 | 1 |  |  | Residential | Single-family detached |  |  | Long Island Power Authority (PSEG-LI) |  | K - Long Island
1953 | Home C in 11797 |  |  | Woodbury | NY | 11797 |  |  |  |  | 10 | [9 empty] | FALSE | KLGA | 2021-01-21 16:07 | 1 |  |  | Residential | Single-family detached |  |  | Long Island Power Authority (PSEG-LI) |  | K - Long Island
1954 | Home B in 11795 |  |  | West Islip | NY | 11795 |  |  |  |  | 5 | [9 empty] | FALSE | KISP | 2021-01-21 16:07 | 1 |  |  | Residential | Single-family detached |  |  | Long Island Power Authority (PSEG-LI) |  | K - Long Island
1955 | Home B in 11767 |  |  | Nesconset | NY | 11767 |  |  |  |  | 20 | [9 empty] | FALSE | KISP | 2021-01-21 16:07 | 1 |  |  | Residential | Single-family detached |  |  | Long Island Power Authority (PSEG-LI) |  | K - Long Island
1956 | Home E in 11801 |  |  | Hicksville | NY | 11801 |  |  |  |  | 10 | [9 empty] | FALSE | KLGA | 2021-01-21 16:07 | 1 |  |  | Residential | Single-family detached |  |  | Long Island Power Authority (PSEG-LI) |  | K - Long Island
1957 | Home A in 11558 |  |  | Island Park | NY | 11558 |  |  |  |  | 5 | [9 empty] | FALSE | KJFK | 2021-01-21 16:07 | 1 |  |  | Residential | Single-family detached |  |  | Long Island Power Authority (PSEG-LI) |  | K - Long Island
1958 | Home C in 11598 |  |  | Woodmere | NY | 11598 |  |  |  |  | 10 | [9 empty] | FALSE | KJFK | 2021-01-21 16:07 | 1 |  |  | Residential | Single-family detached |  |  | Long Island Power Authority (PSEG-LI) |  | K - Long Island
1959 | West Side Marquis | 70 W 95th St |  | New York | NY | 10025 |  |  | 35 | 237 | 0 | 0 | 0 | 0 | 0 | 0 | 0 | 0 | 0 | 0 | FALSE | KLGA | 2021-01-26 14:52 | 1 |  |  | Residential | Multifamily |  |  | Consolidated Edison | Consolidated Edison | J - New York City
1960 | NYSEG DSIP - Aggregated BTM 3 | 3125 N Triphammer Rd |  | Lansing | NY | 14882 |  |  | 0 | 0 | 59 | 228 | 0 | 0 | 0 | 0 | 0 | 0 | 0 | 0 | FALSE | KITH | 2021-01-26 21:06 | 1 |  |  | Food Sales | Grocery Store or Food Market |  |  | New York State Electric and Gas |  | C - Central
1961 | NYSEG DSIP - Aggregated BTM 4 | 5 Barr Rd |  | Ithaca | NY | 14850 |  |  | 0 | 0 | 59 | 228 | 0 | 0 | 0 | 0 | 0 | 0 | 0 | 0 | FALSE | KITH | 2021-01-26 21:06 | 1 |  |  | Manufacturing | Wood Products |  |  | New York State Electric and Gas |  | C - Central
1962 | NYSEG DSIP - Aggregated BTM 5 | 30 Pinckney Rd |  | Ithaca | NY | 14850 |  |  | 0 | 0 | 59 | 228 | 0 | 0 | 0 | 0 | 0 | 0 | 0 | 0 | FALSE | KITH | 2021-01-26 21:07 | 1 |  |  | Manufacturing | Miscellaneous |  |  | New York State Electric and Gas |  | C - Central
1963 | NYSEG DSIP - Aggregated BTM 6 | 3rd St |  | Ithaca | NY | 14850 |  |  | 0 | 0 | 270 | 1140 | 0 | 0 | 0 | 0 | 0 | 0 | 0 | 0 | FALSE | KITH | 2021-01-26 21:07 | 1 |  |  | Utilities Water and Waste Management | Wastewater Treatment Plant |  |  | New York State Electric and Gas |  | C - Central
1964 | Mt Kisco DPW | 43 Columbus Ave |  | Mt Kisco | NY | 10549 |  |  | 683 | 0 | 522 | 2088 | 0 | 0 | 0 | 0 | 0 | 0 | 0 | 0 | FALSE | KLGA | 2021-02-02 18:02 | 1 |  |  | Utilities Water and Waste Management | Landfill |  |  | Consolidated Edison |  | H - Millwood
1965 | Washington Avenue Solar, LLC | 4 Washington Ave |  | Scotia | NY | 12302 |  |  | 6145.36 | 0 | 0 | 0 | 0 | 0 | 0 | 0 | 0 | 0 | 0 | 0 | FALSE | KALB | 2021-04-15 18:24 | 1 |  |  | Offsite Resource | Solar Farm |  |  | National Grid - Upstate NY (Niagara Mohawk) |  | F - Capital
2084 | Sunstarter Solar XXXII LLC | 456 Lower Rd |  | Westtown | NY | 10998 |  |  | 1722.72 | 0 | 0 | 0 | 0 | 0 | 0 | 0 | 0 | 0 | 0 | 0 | FALSE | KPOU | 2021-02-09 16:47 | 1 |  |  | Offsite Resource | Solar Farm |  |  | Orange and Rockland Utilities |  | G - Hudson Valley
2085 | ELP Kinderhook Solar LLC | 3537 U.S. 9 |  | Valatie | NY | 12184 |  |  | 7484.4 | 0 | 0 | 0 | 0 | 0 | 0 | 0 | 0 | 0 | 0 | 0 | FALSE | KPOU | 2021-02-09 16:44 | 1 |  |  | Offsite Resource | Solar Farm |  |  | National Grid - Upstate NY (Niagara Mohawk) |  | F - Capital
2086 | Valley Sand and Gravel, Inc | 1418 River Rd |  | Caledonia | NY | 14423 |  |  | 1736.64 | 0 | 0 | 0 | 0 | 0 | 0 | 0 | 0 | 0 | 0 | 0 | FALSE | KROC | 2021-02-09 16:44 | 1 |  |  | Offsite Resource | Solar Farm |  |  | National Grid - Upstate NY (Niagara Mohawk) |  | A - West
2087 | Costanza Solar, LLC | 198 Sunset Hills Rd |  | Westerlo | NY | 12193 |  |  | 3007.125 | 0 | 0 | 0 | 0 | 0 | 0 | 0 | 0 | 0 | 0 | 0 | FALSE | KALB | 2021-02-09 18:16 | 1 |  |  | Offsite Resource | Solar Farm |  |  | Central Hudson Gas and Electric |  | G - Hudson Valley
2088 | Home A in 10452 |  |  | Bronx | NY | 10452 |  |  |  |  | 17.25 | [9 empty] | FALSE | KLGA | 2021-02-08 15:07 | 1 |  |  | Residential | Single-family detached |  |  | Consolidated Edison |  | J - New York City
2089 | Home A in 10505 |  |  | Baldwin Place | NY | 10505 |  |  |  |  | 11.6 | [9 empty] | FALSE | KHPN | 2021-02-08 15:07 | 1 |  |  | Residential | Single-family detached |  |  | New York State Electric and Gas |  | J - New York City
2090 | Home D in 10509 |  |  | Brewster | NY | 10509 |  |  |  |  | 11.6 | [9 empty] | FALSE | KHPN | 2021-02-08 15:07 | 1 |  |  | Residential | Single-family detached |  |  | New York State Electric and Gas |  | G - Hudson Valley
2091 | Home C in 10514 |  |  | Chappaqua | NY | 10514 |  |  |  |  | 10 | [9 empty] | FALSE | KHPN | 2021-02-08 15:07 | 1 |  |  | Residential | Single-family detached |  |  | Consolidated Edison |  | I - Dunwoodie
2092 | Home A in 10550 |  |  | Mount Vernon | NY | 10550 |  |  |  |  | 250 | [9 empty] | FALSE | KLGA | 2021-02-08 15:07 | 1 |  |  | Residential | Single-family detached |  |  | Consolidated Edison |  | J - New York City
2093 | Home B in 10579 |  |  | Putnam Valley | NY | 10579 |  |  |  |  | 11.6 | [9 empty] | FALSE | KHPN | 2021-02-08 15:07 | 1 |  |  | Residential | Single-family detached |  |  | New York State Electric and Gas |  | G - Hudson Valley
2094 | Home F in 10924 |  |  | Goshen | NY | 10924 |  |  |  |  | 10 | [9 empty] | FALSE | KSWF | 2021-02-08 15:07 | 1 |  |  | Residential | Single-family detached |  |  | Orange and Rockland Utilities |  | G - Hudson Valley
2095 | Home G in 10924 |  |  | Goshen | NY | 10924 |  |  |  |  | 15.2 | [9 empty] | FALSE | KSWF | 2021-02-08 15:07 | 1 |  |  | Residential | Single-family detached |  |  | Orange and Rockland Utilities |  | G - Hudson Valley
2096 | Home D in 10924 |  |  | Pine Island | NY | 10969 |  |  |  |  | 5 | [9 empty] | FALSE | KSWF | 2021-02-08 15:07 | 1 |  |  | Residential | Single-family detached |  |  | Orange and Rockland Utilities |  | G - Hudson Valley
2097 | Home B in 10984 |  |  | Thiells | NY | 10984 |  |  |  |  | 15 | [9 empty] | FALSE | KSWF | 2021-02-08 15:07 | 1 |  |  | Residential | Single-family detached |  |  | Orange and Rockland Utilities |  | G - Hudson Valley
2098 | Home C in 11530 |  |  | Garden City | NY | 11530 |  |  |  |  | 10 | [9 empty] | FALSE | KJFK | 2021-02-08 15:07 | 1 |  |  | Residential | Single-family detached |  |  | Long Island Power Authority (PSEG-LI) |  | K - Long Island
2099 | Home C in 11553 |  |  | Uniondale | NY | 11553 |  |  |  |  | 5 | [9 empty] | FALSE | KJFK | 2021-02-08 15:07 | 1 |  |  | Residential | Single-family detached |  |  | Long Island Power Authority (PSEG-LI) |  | K - Long Island
2100 | Home J in 11561 |  |  | Long Beach | NY | 11561 |  |  |  |  | 10 | [9 empty] | FALSE | KJFK | 2021-02-08 15:07 | 1 |  |  | Residential | Single-family detached |  |  | Long Island Power Authority (PSEG-LI) |  | K - Long Island
2101 | Home A in 11563 |  |  | Lynbrook | NY | 11563 |  |  |  |  | 10 | [9 empty] | FALSE | KJFK | 2021-02-08 15:07 | 1 |  |  | Residential | Single-family detached |  |  | Long Island Power Authority (PSEG-LI) |  | K - Long Island
2102 | Home B in 11563 |  |  | Lynbrook | NY | 11563 |  |  |  |  | 5 | [9 empty] | FALSE | KJFK | 2021-02-08 15:07 | 1 |  |  | Residential | Single-family detached |  |  | Long Island Power Authority (PSEG-LI) |  | K - Long Island
2103 | Home G in 11566 |  |  | Merrick | NY | 11566 |  |  |  |  | 10 | [9 empty] | FALSE | KJFK | 2021-02-08 15:07 | 1 |  |  | Residential | Single-family detached |  |  | Long Island Power Authority (PSEG-LI) |  | K - Long Island
2104 | Home G in 11590 |  |  | Westbury | NY | 11590 |  |  |  |  | 10 | [9 empty] | FALSE | KJFK | 2021-02-08 15:07 | 1 |  |  | Residential | Single-family detached |  |  | Long Island Power Authority (PSEG-LI) |  | K - Long Island
2105 | Home D in 11598 |  |  | Woodmere | NY | 11598 |  |  |  |  | 15 | [9 empty] | FALSE | KJFK | 2021-02-08 15:07 | 1 |  |  | Residential | Single-family detached |  |  | Long Island Power Authority (PSEG-LI) |  | K - Long Island
2106 | Home G in 11725 |  |  | Commack | NY | 11725 |  |  |  |  | 15 | [9 empty] | FALSE | KISP | 2021-02-08 15:07 | 1 |  |  | Residential | Single-family detached |  |  | Long Island Power Authority (PSEG-LI) |  | K - Long Island
2107 | Home D in 11731 |  |  | East Northport | NY | 11731 |  |  |  |  | 5 | [9 empty] | FALSE | KISP | 2021-02-08 15:07 | 1 |  |  | Residential | Single-family detached |  |  | Long Island Power Authority (PSEG-LI) |  | K - Long Island
2108 | Home D in 11738 |  |  | Farmingville | NY | 11738 |  |  |  |  | 10 | [9 empty] | FALSE | KISP | 2021-02-08 15:07 | 1 |  |  | Residential | Single-family detached |  |  | Long Island Power Authority (PSEG-LI) |  | K - Long Island
2109 | Home H in 11743 |  |  | Huntington | NY | 11743 |  |  |  |  | 5 | [9 empty] | FALSE | KISP | 2021-02-08 15:07 | 1 |  |  | Residential | Single-family detached |  |  | Long Island Power Authority (PSEG-LI) |  | K - Long Island
2110 | Home I in 11743 |  |  | Huntington | NY | 11743 |  |  |  |  | 10 | [9 empty] | FALSE | KISP | 2021-02-08 15:07 | 1 |  |  | Residential | Single-family detached |  |  | Long Island Power Authority (PSEG-LI) |  | K - Long Island
2111 | Home J in 11746 |  |  | Dix Hills | NY | 11746 |  |  |  |  | 10 | [9 empty] | FALSE | KISP | 2021-02-08 15:07 | 1 |  |  | Residential | Single-family detached |  |  | Long Island Power Authority (PSEG-LI) |  | K - Long Island
2112 | Home G in 11747 |  |  | Melville | NY | 11747 |  |  |  |  | 20 | [9 empty] | FALSE | KISP | 2021-02-08 15:07 | 1 |  |  | Residential | Single-family detached |  |  | Long Island Power Authority (PSEG-LI) |  | K - Long Island
2113 | Home E in 11753 |  |  | Jericho | NY | 11753 |  |  |  |  | 5 | [9 empty] | FALSE | KJFK | 2021-02-08 15:07 | 1 |  |  | Residential | Single-family detached |  |  | Long Island Power Authority (PSEG-LI) |  | K - Long Island
2114 | Home E in 11754 |  |  | Kings Park | NY | 11754 |  |  |  |  | 5 | [9 empty] | FALSE | KISP | 2021-02-08 15:07 | 1 |  |  | Residential | Single-family detached |  |  | Long Island Power Authority (PSEG-LI) |  | K - Long Island
2115 | Home F in 11756 |  |  | Levittown | NY | 11756 |  |  |  |  | 10 | [9 empty] | FALSE | KJFK | 2021-02-08 15:07 | 1 |  |  | Residential | Single-family detached |  |  | Long Island Power Authority (PSEG-LI) |  | K - Long Island
2116 | Home I in 11757 |  |  | Lindenhurst | NY | 11757 |  |  |  |  | 5 | [9 empty] | FALSE | KISP | 2021-02-08 15:07 | 1 |  |  | Residential | Single-family detached |  |  | Long Island Power Authority (PSEG-LI) |  | K - Long Island
2117 | Home F in 11758 |  |  | Massapequa | NY | 11758 |  |  |  |  | 2.54 | [9 empty] | FALSE | KJFK | 2021-02-08 15:07 | 1 |  |  | Residential | Single-family detached |  |  | Long Island Power Authority (PSEG-LI) |  | K - Long Island
2118 | Home G in 11758 |  |  | Massapequa | NY | 11758 |  |  |  |  | 10 | [9 empty] | FALSE | KJFK | 2021-02-08 15:07 | 1 |  |  | Residential | Single-family detached |  |  | Long Island Power Authority (PSEG-LI) |  | K - Long Island
2119 | Home G in 11762 |  |  | Massapequa Park | NY | 11762 |  |  |  |  | 4.5 | [9 empty] | FALSE | KJFK | 2021-02-08 15:07 | 1 |  |  | Residential | Single-family detached |  |  | Long Island Power Authority (PSEG-LI) |  | K - Long Island
2120 | Home E in 11787 |  |  | Smithtown | NY | 11787 |  |  |  |  | 10 | [9 empty] | FALSE | KISP | 2021-02-08 15:07 | 1 |  |  | Residential | Single-family detached |  |  | Long Island Power Authority (PSEG-LI) |  | K - Long Island
2121 | Home G in 11788 |  |  | Hauppauge | NY | 11788 |  |  |  |  | 15 | [9 empty] | FALSE | KISP | 2021-02-08 15:07 | 1 |  |  | Residential | Single-family detached |  |  | Long Island Power Authority (PSEG-LI) |  | K - Long Island
2122 | Home I in 11791 |  |  | Syosset | NY | 11791 |  |  |  |  | 10 | [9 empty] | FALSE | KLGA | 2021-02-08 15:07 | 1 |  |  | Residential | Single-family detached |  |  | Long Island Power Authority (PSEG-LI) |  | K - Long Island
2123 | Home J in 11791 |  |  | Syosset | NY | 11791 |  |  |  |  | 10 | [9 empty] | FALSE | KLGA | 2021-02-08 15:07 | 1 |  |  | Residential | Single-family detached |  |  | Long Island Power Authority (PSEG-LI) |  | K - Long Island
2124 | Home L in 11937 |  |  | East Hampton | NY | 11937 |  |  |  |  | 5 | [9 empty] | FALSE | KISP | 2021-02-08 15:07 | 1 |  |  | Residential | Single-family detached |  |  | Long Island Power Authority (PSEG-LI) |  | K - Long Island
2125 | Home B in 11960 |  |  | Remsenburg | NY | 11960 |  |  |  |  | 10 | [9 empty] | FALSE | KISP | 2021-02-08 15:07 | 1 |  |  | Residential | Single-family detached |  |  | Long Island Power Authority (PSEG-LI) |  | K - Long Island
2126 | Home C in 11961 |  |  | Ridge | NY | 11961 |  |  |  |  | 20 | [9 empty] | FALSE | KISP | 2021-02-08 15:07 | 1 |  |  | Residential | Single-family detached |  |  | Long Island Power Authority (PSEG-LI) |  | K - Long Island
2127 | Home E in 11963 |  |  | Sag Harbor | NY | 11963 |  |  |  |  | 10 | [9 empty] | FALSE | KISP | 2021-02-08 15:07 | 1 |  |  | Residential | Single-family detached |  |  | Long Island Power Authority (PSEG-LI) |  | K - Long Island
2128 | Home A in 11976 |  |  | Water Mill | NY | 11976 |  |  |  |  | 25 | [9 empty] | FALSE | KISP | 2021-02-08 15:07 | 1 |  |  | Residential | Single-family detached |  |  | Long Island Power Authority (PSEG-LI) |  | K - Long Island
2129 | Home A in 11977 |  |  | Westhampton | NY | 11977 |  |  |  |  | 20 | [9 empty] | FALSE | KISP | 2021-02-08 15:07 | 1 |  |  | Residential | Single-family detached |  |  | Long Island Power Authority (PSEG-LI) |  | K - Long Island
2130 | Home A in 12051 |  |  | Coxsackie | NY | 12051 |  |  |  |  | 5 | [9 empty] | FALSE | KALB | 2021-02-08 15:07 | 1 |  |  | Residential | Single-family detached |  |  | Central Hudson Gas and Electric |  | G - Hudson Valley
2131 | Home A in 12061 |  |  | East Greenbush | NY | 12061 |  |  |  |  | 5 | [9 empty] | FALSE | KALB | 2021-02-08 15:07 | 1 |  |  | Residential | Single-family detached |  |  | National Grid - Upstate NY (Niagara Mohawk) |  | F - Capital
2132 | Home C in 12458 |  |  | Napanoch | NY | 12458 |  |  |  |  | 5 | [9 empty] | FALSE | KSWF | 2021-02-08 15:07 | 1 |  |  | Residential | Single-family detached |  |  | Central Hudson Gas and Electric |  | G - Hudson Valley
2133 | Home F in 12553 |  |  | New Windsor | NY | 12553 |  |  |  |  | 5 | [9 empty] | FALSE | KSWF | 2021-02-08 15:07 | 1 |  |  | Residential | Single-family detached |  |  | Central Hudson Gas and Electric |  | G - Hudson Valley
2134 | Home G in 12603 |  |  | Poughkeepsie | NY | 12603 |  |  |  |  | 15 | [9 empty] | FALSE | KPOU | 2021-02-08 15:07 | 1 |  |  | Residential | Single-family detached |  |  | Central Hudson Gas and Electric |  | G - Hudson Valley
2135 | Home A in 12748 |  |  | Jeffersonville | NY | 12748 |  |  |  |  | 5.8 | [9 empty] | FALSE | KSWF | 2021-02-08 15:07 | 1 |  |  | Residential | Single-family detached |  |  | New York State Electric and Gas |  | E - Mohawk Valley
2136 | Home A in 12775 |  |  | Rock Hill | NY | 12775 |  |  |  |  | 11.6 | [9 empty] | FALSE | KSWF | 2021-02-08 15:07 | 1 |  |  | Residential | Single-family detached |  |  | New York State Electric and Gas |  | E - Mohawk Valley
2137 | Home A in 13126 |  |  | Oswego | NY | 13126 |  |  |  |  | 5.8 | [9 empty] | FALSE | KSYR | 2021-02-08 15:07 | 1 |  |  | Residential | Single-family detached |  |  | National Grid - Upstate NY (Niagara Mohawk) |  | C - Central
2138 | Home A in 13440 |  |  | Rome | NY | 13440 |  |  |  |  | 17.1 | [9 empty] | FALSE | KRME | 2021-02-08 15:07 | 1 |  |  | Residential | Single-family detached |  |  | National Grid - Upstate NY (Niagara Mohawk) |  | E - Mohawk Valley
2139 | Home A in 14094 |  |  | Lockport | NY | 14094 |  |  |  |  | 7.6 | [9 empty] | FALSE | KIAG | 2021-02-08 15:07 | 1 |  |  | Residential | Single-family detached |  |  | National Grid - Upstate NY (Niagara Mohawk) |  | A - West
2140 | Home B in 14221 |  |  | Williamsville | NY | 14221 |  |  |  |  | 7.6 | [9 empty] | FALSE | KBUF | 2021-02-08 15:07 | 1 |  |  | Residential | Single-family detached |  |  | National Grid - Upstate NY (Niagara Mohawk) |  | A - West
2141 | Home C in 14424 |  |  | Canandaigua | NY | 14424 |  |  |  |  | 11.6 | [9 empty] | FALSE | KROC | 2021-02-08 15:07 | 1 |  |  | Residential | Single-family detached |  |  | Rochester Gas and Electric |  | B - Genessee
2142 | Home A in 14532 |  |  | Phelps | NY | 14532 |  |  |  |  | 8 | [9 empty] | FALSE | KROC | 2021-02-08 15:07 | 1 |  |  | Residential | Single-family detached |  |  | New York State Electric and Gas |  | C - Central
2143 | Home D in 14534 |  |  | Pittsford | NY | 14534 |  |  |  |  | 8.6 | [9 empty] | FALSE | KROC | 2021-02-08 15:07 | 1 |  |  | Residential | Single-family detached |  |  | Rochester Gas and Electric |  | B - Genessee
2144 | Home B in 14818 |  |  | Burdett | NY | 14818 |  |  |  |  | 7 | [9 empty] | FALSE | KITH | 2021-02-08 15:07 | 1 |  |  | Residential | Single-family detached |  |  | New York State Electric and Gas |  | C - Central
2145 | Home A in 14843 |  |  | Hornell | NY | 14843 |  |  |  |  | 5.6 | [9 empty] | FALSE | KELM | 2021-02-08 15:07 | 1 |  |  | Residential | Single-family detached |  |  | New York State Electric and Gas |  | C - Central
2146 | Home A in 14872 |  |  | Pine Valley | NY | 14872 |  |  |  |  | 7.6 | [9 empty] | FALSE | KELM | 2021-02-08 15:07 | 1 |  |  | Residential | Single-family detached |  |  | New York State Electric and Gas |  | C - Central
2147 | Dorchester Towers | 155 W 68th St |  | New York | NY | 10023 |  |  | 375 | 2340 | 0 | 0 | 0 | 0 | 0 | 0 | 0 | 0 | 0 | 0 | TRUE | KLGA | 2021-03-25 14:24 | 1 |  |  | Residential | Multifamily |  |  | Consolidated Edison |  | J - New York City
2149 | Big Flats Community Solar Farm | 201 Chambers Rd |  | Horseheads | NY | 14845 |  |  | 5516.81 | 0 | 0 | 0 | 0 | 0 | 0 | 0 | 0 | 0 | 0 | 0 | FALSE | KITH | 2021-02-23 14:43 | 1 |  |  | Offsite Resource | Solar Farm |  |  | New York State Electric and Gas |  | C - Central
2150 | Horseheads Community Solar Farm | 154 Hickory Grove Rd |  | Horseheads | NY | 14845 |  |  | 5481.58 | 0 | 0 | 0 | 0 | 0 | 0 | 0 | 0 | 0 | 0 | 0 | FALSE | KITH | 2021-02-23 14:44 | 1 |  |  | Offsite Resource | Solar Farm |  |  | New York State Electric and Gas |  | C - Central
2151 | Newfield Community Solar Farm | Millard Hill Rd |  | Newfield | NY | 14867 |  |  | 5466.03 | 0 | 0 | 0 | 0 | 0 | 0 | 0 | 0 | 0 | 0 | 0 | FALSE | KITH | 2021-02-23 14:44 | 1 |  |  | Offsite Resource | Solar Farm |  |  | New York State Electric and Gas |  | C - Central
2152 | Cream Street Solar, LLC - 175408 | 225 Cream Street |  | Hyde Park | NY | 12538 |  |  | 2917.08 | 0 | 0 | 0 | 0 | 0 | 0 | 0 | 0 | 0 | 0 | 0 | FALSE | KPOU | 2021-02-23 14:48 | 1 |  |  | Offsite Resource | Solar Farm |  |  | Central Hudson Gas and Electric |  | G - Hudson Valley
2153 | High Peaks Solar - 175124 | 7594 Roberts Street |  | Canastota | NY | 13032 |  |  | 3944.85 | 0 | 0 | 0 | 0 | 0 | 0 | 0 | 0 | 0 | 0 | 0 | FALSE | KSYR | 2021-02-15 21:48 | 1 |  |  | Offsite Resource | Solar Farm |  |  | National Grid - Upstate NY (Niagara Mohawk) |  | E - Mohawk Valley
2154 | High Peaks Solar - 175125 | 3913 Canal Rd |  | Canastota | NY | 13032 |  |  | 6016.92 | 0 | 0 | 0 | 0 | 0 | 0 | 0 | 0 | 0 | 0 | 0 | FALSE | KSYR | 2021-02-15 21:48 | 1 |  |  | Offsite Resource | Solar Farm |  |  | National Grid - Upstate NY (Niagara Mohawk) |  | E - Mohawk Valley
2155 | Delaware River Solar, LLC - 213067 | County Route 11 |  | Mooers | NY | 12959 |  |  | 5542.25 | 0 | 0 | 0 | 0 | 0 | 0 | 0 | 0 | 0 | 0 | 0 | FALSE | KPBG | 2021-02-16 13:58 | 1 |  |  | Offsite Resource | Solar Farm |  |  | New York State Electric and Gas |  | D - North
2156 | USS New Scotland 1 LLC - 91172 | 331 New Scotland South Road |  | Slingerlands | NY | 12159 |  |  | 2621.43 | 0 | 0 | 0 | 0 | 0 | 0 | 0 | 0 | 0 | 0 | 0 | FALSE | KALB | 2021-02-16 13:58 | 1 |  |  | Offsite Resource | Utility Support |  |  | National Grid - Upstate NY (Niagara Mohawk) |  | F - Capital
2157 | LSE Pegasus LLC - 209587 | Halsey Valley Road |  | Tioga | NY | 13812 |  |  | 7363.59 | 0 | 0 | 0 | 0 | 0 | 0 | 0 | 0 | 0 | 0 | 0 | FALSE | KELM | 2021-02-16 13:59 | 1 |  |  | Offsite Resource | Solar Farm |  |  | New York State Electric and Gas |  | C - Central
2158 | NY Ontario I, LLC - 6686 Furnace Road | 6686 Furnace Road |  | Ontario | NY | 14519 |  |  | 4045.86 | 0 | 0 | 0 | 0 | 0 | 0 | 0 | 0 | 0 | 0 | 0 | FALSE | KROC | 2022-01-28 14:57 | 1 |  |  | Offsite Resource | Solar Farm |  |  | Rochester Gas and Electric |  | B - Genessee
2159 | Corning Inc. - 238220 | 500 Riverwalk Pkwy |  | Tonawanda | NY | 14150 |  |  | 6037 | 0 | 0 | 0 | 0 | 0 | 0 | 0 | 0 | 0 | 0 | 0 | FALSE | KIAG | 2021-02-16 13:59 | 1 |  |  | Offsite Resource | Solar Farm |  |  | National Grid - Upstate NY (Niagara Mohawk) |  | A - West
2160 | Home C in 12414 |  |  | Catskill | NY | 12414 |  |  |  |  | 15 | [9 empty] | FALSE | KALB | 2021-02-17 16:19 | 1 |  |  | Residential | Single-family detached |  |  | Central Hudson Gas and Electric |  | F - Capital
2161 | Home G in 12553 |  |  | New Windsor | NY | 12553 |  |  |  |  | 20 | [9 empty] | FALSE | KSWF | 2021-02-17 16:19 | 1 |  |  | Residential | Single-family detached |  |  | Central Hudson Gas and Electric |  | G - Hudson Valley
2162 | Home E in 12477 |  |  | Saugerties | NY | 12477 |  |  |  |  | 10 | [9 empty] | FALSE | KPOU | 2021-02-17 16:19 | 1 |  |  | Residential | Single-family detached |  |  | Central Hudson Gas and Electric |  | G - Hudson Valley
2163 | Home B in 12545 |  |  | Millbrook | NY | 12545 |  |  |  |  | 5 | [9 empty] | FALSE | KPOU | 2021-02-17 16:19 | 1 |  |  | Residential | Single-family detached |  |  | Central Hudson Gas and Electric |  | G - Hudson Valley
2164 | Home B in 10570 |  |  | Pleasantville | NY | 10570 |  |  |  |  | 4.6 | [9 empty] | FALSE | KHPN | 2021-02-17 16:19 | 1 |  |  | Residential | Single-family detached |  |  | Consolidated Edison |  | I - Dunwoodie
2165 | Home F in 10510 |  |  | Briarcliff Manor | NY | 10510 |  |  |  |  | 10 | [9 empty] | FALSE | KHPN | 2021-02-17 16:19 | 1 |  |  | Residential | Single-family detached |  |  | Consolidated Edison |  | I - Dunwoodie
2166 | Home H in 10598 |  |  | Yorktown Heights | NY | 10598 |  |  |  |  | 12.24 | [9 empty] | FALSE | KHPN | 2021-02-17 16:19 | 1 |  |  | Residential | Single-family detached |  |  | Consolidated Edison |  | H - Millwood
2167 | Home B in 12831 |  |  | Gansevoort | NY | 12831 |  |  |  |  | 10 | [9 empty] | FALSE | KALB | 2021-02-17 16:19 | 1 |  |  | Residential | Single-family detached |  |  | National Grid - Upstate NY (Niagara Mohawk) |  | F - Capital
2168 | Home B in 12775 |  |  | Rock Hill | NY | 12775 |  |  |  |  | 11.6 | [9 empty] | FALSE | KSWF | 2021-02-17 16:19 | 1 |  |  | Residential | Single-family detached |  |  | New York State Electric and Gas |  | E - Mohawk Valley
2169 | Home A in 12029 |  |  | Canaan | NY | 12029 |  |  |  |  | 7 | [9 empty] | FALSE | KALB | 2021-02-17 16:19 | 1 |  |  | Residential | Single-family detached |  |  | New York State Electric and Gas |  | F - Capital
2170 | Home G in 10598 |  |  | Yorktown Heights | NY | 10598 |  |  |  |  | 17.4 | [9 empty] | FALSE | KHPN | 2021-02-17 16:19 | 1 |  |  | Residential | Single-family detached |  |  | New York State Electric and Gas |  | H - Millwood
2171 | Home A in 12921 |  |  | Chazy | NY | 12921 |  |  |  |  | 9 | [9 empty] | FALSE | KPBG | 2021-02-17 16:19 | 1 |  |  | Residential | Single-family detached |  |  | New York State Electric and Gas |  | D - North
2172 | Home F in 11803 |  |  | Plainview | NY | 11803 |  |  |  |  | 5 | [9 empty] | FALSE | KJFK | 2021-02-17 16:19 | 1 |  |  | Residential | Single-family detached |  |  | Long Island Power Authority (PSEG-LI) |  | K - Long Island
2173 | Home H in 11762 |  |  | Massapequa Park | NY | 11762 |  |  |  |  | 5 | [9 empty] | FALSE | KJFK | 2021-02-17 16:19 | 1 |  |  | Residential | Single-family detached |  |  | Long Island Power Authority (PSEG-LI) |  | K - Long Island
2174 | Home D in 11797 |  |  | Woodbury | NY | 11797 |  |  |  |  | 15 | [9 empty] | FALSE | KLGA | 2021-02-17 16:19 | 1 |  |  | Residential | Single-family detached |  |  | Long Island Power Authority (PSEG-LI) |  | K - Long Island
2175 | Home E in 11731 |  |  | East Northport | NY | 11731 |  |  |  |  | 6.7 | [9 empty] | FALSE | KISP | 2021-02-17 16:19 | 1 |  |  | Residential | Single-family detached |  |  | Long Island Power Authority (PSEG-LI) |  | K - Long Island
2176 | Home J in 11743 |  |  | Huntington | NY | 11743 |  |  |  |  | 15 | [9 empty] | FALSE | KISP | 2021-02-17 16:19 | 1 |  |  | Residential | Single-family detached |  |  | Long Island Power Authority (PSEG-LI) |  | K - Long Island
2177 | Home D in 11553 |  |  | Uniondale | NY | 11553 |  |  |  |  | 5 | [9 empty] | FALSE | KJFK | 2021-02-17 16:19 | 1 |  |  | Residential | Single-family detached |  |  | Long Island Power Authority (PSEG-LI) |  | K - Long Island
2178 | Home G in 11803 |  |  | Plainview | NY | 11803 |  |  |  |  | 10 | [9 empty] | FALSE | KJFK | 2021-02-17 16:19 | 1 |  |  | Residential | Single-family detached |  |  | Long Island Power Authority (PSEG-LI) |  | K - Long Island
2179 | Home K in 11791 |  |  | Syosset | NY | 11791 |  |  |  |  | 10 | [9 empty] | FALSE | KLGA | 2021-02-17 16:19 | 1 |  |  | Residential | Single-family detached |  |  | Long Island Power Authority (PSEG-LI) |  | K - Long Island
2180 | Home E in 11797 |  |  | Woodbury | NY | 11797 |  |  |  |  | 15 | [9 empty] | FALSE | KLGA | 2021-02-17 16:19 | 1 |  |  | Residential | Single-family detached |  |  | Long Island Power Authority (PSEG-LI) |  | K - Long Island
2181 | Home I in 11572 |  |  | Oceanside | NY | 11572 |  |  |  |  | 5 | [9 empty] | FALSE | KJFK | 2021-02-17 16:19 | 1 |  |  | Residential | Single-family detached |  |  | Long Island Power Authority (PSEG-LI) |  | K - Long Island
2182 | Home F in 11787 |  |  | Smithtown | NY | 11787 |  |  |  |  | 10 | [9 empty] | FALSE | KISP | 2021-02-17 16:19 | 1 |  |  | Residential | Single-family detached |  |  | Long Island Power Authority (PSEG-LI) |  | K - Long Island
2183 | Home H in 11758 |  |  | Massapequa | NY | 11758 |  |  |  |  | 10 | [9 empty] | FALSE | KJFK | 2021-02-17 16:19 | 1 |  |  | Residential | Single-family detached |  |  | Long Island Power Authority (PSEG-LI) |  | K - Long Island
2184 | Home F in 11753 |  |  | Jericho | NY | 11753 |  |  |  |  | 10 | [9 empty] | FALSE | KJFK | 2021-02-17 16:19 | 1 |  |  | Residential | Single-family detached |  |  | Long Island Power Authority (PSEG-LI) |  | K - Long Island
2185 | Home G in 11753 |  |  | Jericho | NY | 11753 |  |  |  |  | 20 | [9 empty] | FALSE | KJFK | 2021-02-17 16:19 | 1 |  |  | Residential | Single-family detached |  |  | Long Island Power Authority (PSEG-LI) |  | K - Long Island
2186 | Home G in 11756 |  |  | Levittown | NY | 11756 |  |  |  |  | 5 | [9 empty] | FALSE | KJFK | 2021-02-17 16:19 | 1 |  |  | Residential | Single-family detached |  |  | Long Island Power Authority (PSEG-LI) |  | K - Long Island
2187 | Home G in 11787 |  |  | Smithtown | NY | 11787 |  |  |  |  | 10 | [9 empty] | FALSE | KISP | 2021-02-17 16:19 | 1 |  |  | Residential | Single-family detached |  |  | Long Island Power Authority (PSEG-LI) |  | K - Long Island
2188 | Home B in 12589 |  |  | Wallkill | NY | 12589 |  |  |  |  | 10 | [9 empty] | FALSE | KSWF | 2021-02-17 16:19 | 1 |  |  | Residential | Single-family detached |  |  | Central Hudson Gas and Electric |  | G - Hudson Valley
2189 | Home A in 12547 |  |  | Milton | NY | 12547 |  |  |  |  | 5 | [9 empty] | FALSE | KSWF | 2021-02-17 16:19 | 1 |  |  | Residential | Single-family detached |  |  | Central Hudson Gas and Electric |  | G - Hudson Valley
2190 | Home A in 12449 |  |  | Lk Katrine | NY | 12449 |  |  |  |  | 10 | [9 empty] | FALSE | KPOU | 2021-02-17 16:19 | 1 |  |  | Residential | Single-family detached |  |  | Central Hudson Gas and Electric |  | G - Hudson Valley
2191 | Home D in 10524 |  |  | Garrison | NY | 10524 |  |  |  |  | 10 | [9 empty] | FALSE | KPOU | 2021-02-17 16:19 | 1 |  |  | Residential | Single-family detached |  |  | Central Hudson Gas and Electric |  | G - Hudson Valley
2192 | Home B in 12540 |  |  | Lagrangeville | NY | 12540 |  |  | 0 | 0 | 5 | 0 | 0 | 0 | 0 | 0 | 0 | 0 | 0 | 0 | FALSE | KPOU | 2021-03-05 19:03 | 1 |  |  | Residential | Single-family detached |  |  | Central Hudson Gas and Electric |  | G - Hudson Valley
2193 | Home A in 10546 |  |  | Millwood | NY | 10546 |  |  |  |  | 15 | [9 empty] | FALSE | KHPN | 2021-02-17 16:19 | 1 |  |  | Residential | Single-family detached |  |  | Consolidated Edison |  | I - Dunwoodie
2194 | Home A in 10610 |  |  | White Plains | NY | 10610 |  |  |  |  | 144 | [9 empty] | FALSE | KHPN | 2021-02-17 16:19 | 1 |  |  | Residential | Single-family detached |  |  | Consolidated Edison |  | I - Dunwoodie
2195 | Home B in 12526 |  |  | Germantown | NY | 12526 |  |  |  |  | 5 | [9 empty] | FALSE | KALB | 2021-02-17 16:19 | 1 |  |  | Residential | Single-family detached |  |  | National Grid - Upstate NY (Niagara Mohawk) |  | F - Capital
2196 | Home A in 12211 |  |  | Loudonville | NY | 12211 |  |  |  |  | 10 | [9 empty] | FALSE | KALB | 2021-02-17 16:19 | 1 |  |  | Residential | Single-family detached |  |  | National Grid - Upstate NY (Niagara Mohawk) |  | F - Capital
2197 | Target Corporation - 121306 | 195 N Bedford Rd Ste A |  | Mount Kisco | NY | 10549 |  |  | 518.4 | 0 | 0 | 0 | 0 | 0 | 0 | 0 | 0 | 0 | 0 | 0 | FALSE | KART | 2021-02-25 15:51 | 1 |  |  | Mercantile (Retail Other Than Malls) | Retail Store |  |  | Consolidated Edison |  | I - Dunwoodie
2198 | Sunvestment Energy Group - 173558 | 2089 State Route 86 |  | Harrietstown | NY | 12987 |  |  | 2061.12 | 0 | 0 | 0 | 0 | 0 | 0 | 0 | 0 | 0 | 0 | 0 | FALSE | KPBG | 2021-03-01 17:35 | 1 |  |  | Offsite Resource | Solar Farm |  |  | National Grid - Upstate NY (Niagara Mohawk) |  | E - Mohawk Valley
2199 | Delaware River Solar, LLC - 81469 | 11421 Big Tree Road |  | East Aurora | NY | 14052 |  |  | 2758.86 | 0 | 0 | 0 | 0 | 0 | 0 | 0 | 0 | 0 | 0 | 0 | FALSE | KBUF | 2021-03-12 18:03 | 1 |  |  | Offsite Resource | Solar Farm |  |  | New York State Electric and Gas |  | A - West
2200 | Lodestar Energy - 260 Hunt Creek Rd | 260 Hunt Creek Rd |  | Nichols | NY | 13812 |  |  | 5220.8 | 0 | 0 | 0 | 0 | 0 | 0 | 0 | 0 | 0 | 0 | 0 | FALSE | KBGM | 2021-03-12 13:28 | 1 |  |  | Offsite Resource | Solar Farm |  |  | New York State Electric and Gas |  | C - Central
2201 | Borrego Solar - 267 Sugar Hill Rd | 267 Sugar Hill Rd |  | Rexford | NY | 12148 |  |  | 6844.5 | 0 | 0 | 0 | 0 | 0 | 0 | 0 | 0 | 0 | 0 | 0 | FALSE | KALB | 2021-03-16 17:01 | 1 |  |  | Offsite Resource | Solar Farm |  |  | National Grid - Upstate NY (Niagara Mohawk) |  | F - Capital
2202 | SolarCity Corp - 905 Gallagher Rd | 905 Gallagher Rd |  | Cortland | NY | 13045 |  |  | 2665.52 | 0 | 0 | 0 | 0 | 0 | 0 | 0 | 0 | 0 | 0 | 0 | FALSE | KITH | 2021-04-21 17:59 | 1 |  |  | Offsite Resource | Solar Farm |  |  | National Grid - Upstate NY (Niagara Mohawk) |  | C - Central
2203 | SolarCity Corporat - 707 Stupke Rd | 707 Stupke Rd |  | Cortland | NY | 13045 |  |  | 2750.64 | 0 | 0 | 0 | 0 | 0 | 0 | 0 | 0 | 0 | 0 | 0 | FALSE | KITH | 2021-11-29 19:10 | 1 |  |  | Offsite Resource | Solar Farm |  |  | National Grid - Upstate NY (Niagara Mohawk) |  | C - Central
2204 | SolarCity Corp - 247 Airport Rd | 247 Airport Rd |  | Binghamton | NY | 13901 |  |  | 4128.88 | 0 | 0 | 0 | 0 | 0 | 0 | 0 | 0 | 0 | 0 | 0 | FALSE | KBGM | 2021-03-19 16:34 | 1 |  |  | Offsite Resource | Solar Farm |  |  | New York State Electric and Gas |  | C - Central
2205 | SolarCity Corp - 487 NY Route 13 | 487 NY-13 |  | Cortland | NY | 13045 |  |  | 2834.56 | 0 | 0 | 0 | 0 | 0 | 0 | 0 | 0 | 0 | 0 | 0 | FALSE | KITH | 2021-03-19 16:33 | 1 |  |  | Offsite Resource | Solar Farm |  |  | National Grid - Upstate NY (Niagara Mohawk) |  | C - Central
2206 | SolarCity Corp - 600 Lime Hollow Rd | 600 Lime Hollow Rd |  | Cortland | NY | 13045 |  |  | 2667.36 | 0 | 0 | 0 | 0 | 0 | 0 | 0 | 0 | 0 | 0 | 0 | FALSE | KITH | 2021-04-21 18:00 | 1 |  |  | Offsite Resource | Solar Farm |  |  | National Grid - Upstate NY (Niagara Mohawk) |  | C - Central
2207 | Dryden Community Solar Farm | 2150 Dryden Rd |  | Freeville | NY | 13068 |  |  | 13475.43 | 0 | 0 | 0 | 0 | 0 | 0 | 0 | 0 | 0 | 0 | 0 | FALSE | KITH | 2021-04-01 18:39 | 2 |  |  | Offsite Resource | Solar Farm |  |  | New York State Electric and Gas |  | C - Central
2208 | Home G in 11050 |  |  | Sands Point | NY | 11050 |  |  |  |  | 10 | [9 empty] | FALSE | KJFK | 2021-03-18 20:25 | 1 |  |  | Residential | Single-family detached |  |  | Long Island Power Authority (PSEG-LI) |  | K - Long Island
2209 | Home C in 11581 |  |  | Valley Stream | NY | 11581 |  |  |  |  | 5 | [9 empty] | FALSE | KJFK | 2021-03-18 20:25 | 1 |  |  | Residential | Single-family detached |  |  | Long Island Power Authority (PSEG-LI) |  | K - Long Island
2210 | Home D in 11779 |  |  | Ronkonkoma | NY | 11779 |  |  |  |  | 10 | [9 empty] | FALSE | KISP | 2021-03-18 20:25 | 1 |  |  | Residential | Single-family detached |  |  | Long Island Power Authority (PSEG-LI) |  | K - Long Island
2211 | Home A in 11739 |  |  | Great River | NY | 11739 |  |  |  |  | 20 | [9 empty] | FALSE | KISP | 2021-03-18 20:25 | 1 |  |  | Residential | Single-family detached |  |  | Long Island Power Authority (PSEG-LI) |  | K - Long Island
2212 | Home B in 11968 |  |  | Southampton | NY | 11968 |  |  |  |  | 10 | [9 empty] | FALSE | KISP | 2021-03-18 20:25 | 1 |  |  | Residential | Single-family detached |  |  | Long Island Power Authority (PSEG-LI) |  | K - Long Island
2213 | Home D in 11581 |  |  | Valley Stream | NY | 11581 |  |  |  |  | 5 | [9 empty] | FALSE | KJFK | 2021-03-18 20:25 | 1 |  |  | Residential | Single-family detached |  |  | Long Island Power Authority (PSEG-LI) |  | K - Long Island
2214 | Home D in 11793 |  |  | Wantagh | NY | 11793 |  |  |  |  | 5 | [9 empty] | FALSE | KJFK | 2021-03-18 20:25 | 1 |  |  | Residential | Single-family detached |  |  | Long Island Power Authority (PSEG-LI) |  | K - Long Island
2215 | Home C in 11701 |  |  | Amityville | NY | 11701 |  |  |  |  | 20 | [9 empty] | FALSE | KISP | 2021-03-18 20:25 | 1 |  |  | Residential | Single-family detached |  |  | Long Island Power Authority (PSEG-LI) |  | K - Long Island
2216 | Home C in 11552 |  |  | West Hempstead | NY | 11552 |  |  |  |  | 5 | [9 empty] | FALSE | KJFK | 2021-03-18 20:25 | 1 |  |  | Residential | Single-family detached |  |  | Long Island Power Authority (PSEG-LI) |  | K - Long Island
2217 | Home D in 11552 |  |  | West Hempstead | NY | 11552 |  |  |  |  | 5 | [9 empty] | FALSE | KJFK | 2021-03-18 20:25 | 1 |  |  | Residential | Single-family detached |  |  | Long Island Power Authority (PSEG-LI) |  | K - Long Island
2218 | Home A in 11763 |  |  | Medford | NY | 11763 |  |  |  |  | 10 | [9 empty] | FALSE | KISP | 2021-03-18 20:25 | 1 |  |  | Residential | Single-family detached |  |  | Long Island Power Authority (PSEG-LI) |  | K - Long Island
2219 | Home A in 11939 |  |  | East Marion | NY | 11939 |  |  |  |  | 15 | [9 empty] | FALSE | KISP | 2021-03-18 20:25 | 1 |  |  | Residential | Single-family detached |  |  | Long Island Power Authority (PSEG-LI) |  | K - Long Island
2220 | Home D in 11740 |  |  | Greenlawn | NY | 11740 |  |  |  |  | 15 | [9 empty] | FALSE | KISP | 2021-03-18 20:25 | 1 |  |  | Residential | Single-family detached |  |  | Long Island Power Authority (PSEG-LI) |  | K - Long Island
2221 | Home A in 11771 |  |  | Oyster Bay | NY | 11771 |  |  |  |  | 10 | [9 empty] | FALSE | KJFK | 2021-03-18 20:25 | 1 |  |  | Residential | Single-family detached |  |  | Long Island Power Authority (PSEG-LI) |  | K - Long Island
2222 | Home C in 11769 |  |  | Oakdale | NY | 11769 |  |  |  |  | 15 | [9 empty] | FALSE | KISP | 2021-03-18 20:25 | 1 |  |  | Residential | Single-family detached |  |  | Long Island Power Authority (PSEG-LI) |  | K - Long Island
2223 | Home B in 11780 |  |  | Saint James | NY | 11780 |  |  |  |  | 10 | [9 empty] | FALSE | KISP | 2021-03-18 20:25 | 1 |  |  | Residential | Single-family detached |  |  | Long Island Power Authority (PSEG-LI) |  | K - Long Island
2224 | Home D in 11790 |  |  | Stony Brook | NY | 11790 |  |  |  |  | 10 | [9 empty] | FALSE | KISP | 2021-03-18 20:25 | 1 |  |  | Residential | Single-family detached |  |  | Long Island Power Authority (PSEG-LI) |  | K - Long Island
2225 | Home B in 11763 |  |  | Medford | NY | 11763 |  |  |  |  | 10 | [9 empty] | FALSE | KISP | 2021-03-18 20:25 | 1 |  |  | Residential | Single-family detached |  |  | Long Island Power Authority (PSEG-LI) |  | K - Long Island
2226 | Home C in 12545 |  |  | Millbrook | NY | 12545 |  |  |  |  | 5 | [9 empty] | FALSE | KSWF | 2021-03-18 20:25 | 1 |  |  | Residential | Single-family detached |  |  | Central Hudson Gas and Electric |  | G - Hudson Valley
2227 | Home C in 12589 |  |  | Wallkill | NY | 12589 |  |  |  |  | 10 | [9 empty] | FALSE | KSWF | 2021-03-18 20:25 | 1 |  |  | Residential | Single-family detached |  |  | Central Hudson Gas and Electric |  | G - Hudson Valley
2228 | Home D in 12590 |  |  | Wappingrs Fls | NY | 12590 |  |  |  |  | 10 | [9 empty] | FALSE | KSWF | 2021-03-18 20:25 | 1 |  |  | Residential | Single-family detached |  |  | Central Hudson Gas and Electric |  | G - Hudson Valley
2229 | Home E in 12590 |  |  | Wappingrs Fls | NY | 12590 |  |  |  |  | 5 | [9 empty] | FALSE | KSWF | 2021-03-18 20:25 | 1 |  |  | Residential | Single-family detached |  |  | Central Hudson Gas and Electric |  | G - Hudson Valley
2230 | Facility A in 12601 |  |  | Poughkeepsie | NY | 12601 |  |  |  |  | 2000 | [9 empty] | FALSE | KSWF | 2021-03-18 20:25 | 1 | [6 empty] | Central Hudson Gas and Electric |  | G - Hudson Valley
2231 | Home E in 10524 |  |  | Garrison | NY | 10524 |  |  |  |  | 10 | [9 empty] | FALSE | KSWF | 2021-03-18 20:25 | 1 |  |  | Residential | Single-family detached |  |  | Central Hudson Gas and Electric |  | G - Hudson Valley
2232 | Home C in 12461 |  |  | Olive Brdg | NY | 12461 |  |  |  |  | 10 | [9 empty] | FALSE | KSWF | 2021-03-18 20:25 | 1 |  |  | Residential | Single-family detached |  |  | Central Hudson Gas and Electric |  | G - Hudson Valley
2233 | Home E in 12561 |  |  | New Paltz | NY | 12561 |  |  |  |  | 7.6 | [9 empty] | FALSE | KSWF | 2021-03-18 20:25 | 1 |  |  | Residential | Single-family detached |  |  | Central Hudson Gas and Electric |  | G - Hudson Valley
2234 | Home H in 12603 |  |  | Poughkeepsie | NY | 12603 |  |  |  |  | 5 | [9 empty] | FALSE | KSWF | 2021-03-18 20:25 | 1 |  |  | Residential | Single-family detached |  |  | Central Hudson Gas and Electric |  | G - Hudson Valley
2235 | Home F in 12590 |  |  | Wappingrs Fls | NY | 12590 |  |  |  |  | 10 | [9 empty] | FALSE | KSWF | 2021-03-18 20:25 | 1 |  |  | Residential | Single-family detached |  |  | Central Hudson Gas and Electric |  | G - Hudson Valley
2236 | Home I in 10598 |  |  | Yorktown Heights | NY | 10598 |  |  |  |  | 5 | [9 empty] | FALSE | KHPN | 2021-03-18 20:25 | 1 |  |  | Residential | Single-family detached |  |  | Consolidated Edison |  | H - Millwood
2237 | Facility A in 11217 |  |  | Brooklyn | NY | 11217 |  |  |  |  | 800 | [9 empty] | FALSE | KLGA | 2021-03-18 20:25 | 1 | [6 empty] | Consolidated Edison |  | J - New York City
2239 | Home B in 10502 |  |  | Ardsley | NY | 10502 |  |  |  |  | 5 | [9 empty] | FALSE | KHPN | 2021-03-18 20:25 | 1 |  |  | Residential | Single-family detached |  |  | Consolidated Edison |  | I - Dunwoodie
2240 | Home G in 10549 |  |  | Bedford Corners | NY | 10549 |  |  |  |  | 15 | [9 empty] | FALSE | KHPN | 2021-03-18 20:25 | 1 |  |  | Residential | Single-family detached |  |  | Consolidated Edison |  | I - Dunwoodie
2241 | Home E in 10583 |  |  | Scarsdale | NY | 10583 |  |  |  |  | 15 | [9 empty] | FALSE | KHPN | 2021-03-18 20:25 | 1 |  |  | Residential | Single-family detached |  |  | Consolidated Edison |  | I - Dunwoodie
2242 | Home C in 10504 |  |  | Armonk | NY | 10504 |  |  |  |  | 15 | [9 empty] | FALSE | KHPN | 2021-03-18 20:25 | 1 |  |  | Residential | Single-family detached |  |  | Consolidated Edison |  | I - Dunwoodie
2243 | Home C in 10705 |  |  | Yonkers | NY | 10705 |  |  |  |  | 7 | [9 empty] | FALSE | KLGA | 2021-03-18 20:25 | 1 |  |  | Residential | Single-family detached |  |  | Consolidated Edison |  | J - New York City
2244 | Home C in 12020 |  |  | Ballston Spa | NY | 12020 |  |  |  |  | 10 | [9 empty] | FALSE | KALB | 2021-03-18 20:25 | 1 |  |  | Residential | Single-family detached |  |  | National Grid - Upstate NY (Niagara Mohawk) |  | F - Capital
2245 | Home D in 12020 |  |  | Ballston Spa | NY | 12020 |  |  |  |  | 5 | [9 empty] | FALSE | KALB | 2021-03-18 20:25 | 1 |  |  | Residential | Single-family detached |  |  | National Grid - Upstate NY (Niagara Mohawk) |  | F - Capital
2246 | Facility A in 12137 |  |  | Pattersonville | NY | 12137 |  |  |  |  | 2500 | [9 empty] | FALSE | KALB | 2021-03-18 20:25 | 1 | [6 empty] | National Grid - Upstate NY (Niagara Mohawk) |  | F - Capital
2247 | Home A in 13028 |  |  | Bernhards Bay | NY | 13028 |  |  |  |  | 17.1 | [9 empty] | FALSE | KSYR | 2021-03-18 20:25 | 1 |  |  | Residential | Single-family detached |  |  | National Grid - Upstate NY (Niagara Mohawk) |  | C - Central
2248 | Home A in 12203 |  |  | Albany | NY | 12203 |  |  |  |  | 10 | [9 empty] | FALSE | KALB | 2021-03-18 20:25 | 1 |  |  | Residential | Single-family detached |  |  | National Grid - Upstate NY (Niagara Mohawk) |  | F - Capital
2249 | Home A in 13428 |  |  | Palatine Bridge | NY | 13428 |  |  |  |  | 10 | [9 empty] | FALSE | KALB | 2021-03-18 20:25 | 1 |  |  | Residential | Single-family detached |  |  | National Grid - Upstate NY (Niagara Mohawk) |  | F - Capital
2250 | Home A in 12843 |  |  | Johnsburg | NY | 12843 |  |  |  |  | 5 | [9 empty] | FALSE | KRUT | 2021-03-18 20:25 | 1 |  |  | Residential | Single-family detached |  |  | National Grid - Upstate NY (Niagara Mohawk) |  | F - Capital
2251 | Home B in 12078 |  |  | Gloversville | NY | 12078 |  |  |  |  | 9.6 | [9 empty] | FALSE | KALB | 2021-03-18 20:25 | 1 |  |  | Residential | Single-family detached |  |  | National Grid - Upstate NY (Niagara Mohawk) |  | F - Capital
2252 | Home A in 13477 |  |  | Vernon Center | NY | 13477 |  |  |  |  | 20 | [9 empty] | FALSE | KSYR | 2021-03-18 20:25 | 1 |  |  | Residential | Single-family detached |  |  | National Grid - Upstate NY (Niagara Mohawk) |  | E - Mohawk Valley
2253 | Home C in 12831 |  |  | Gansevoort | NY | 12831 |  |  |  |  | 10 | [9 empty] | FALSE | KALB | 2021-03-18 20:25 | 1 |  |  | Residential | Single-family detached |  |  | National Grid - Upstate NY (Niagara Mohawk) |  | F - Capital
2254 | Home A in 12148 |  |  | Rexford | NY | 12148 |  |  |  |  | 5 | [9 empty] | FALSE | KALB | 2021-03-18 20:25 | 1 |  |  | Residential | Single-family detached |  |  | National Grid - Upstate NY (Niagara Mohawk) |  | F - Capital
2255 | Home C in 12563 |  |  | Patterson | NY | 12563 |  |  |  |  | 11.6 | [9 empty] | FALSE | KHPN | 2021-03-18 20:25 | 1 |  |  | Residential | Single-family detached |  |  | New York State Electric and Gas |  | G - Hudson Valley
2256 | Facility D in 14850 |  |  | Ithaca | NY | 14850 |  |  |  |  | 280 | [9 empty] | FALSE | KITH | 2021-03-18 20:25 | 1 |  |  | Residential | Single-family detached |  |  | New York State Electric and Gas |  | C - Central
2257 | Home A in 10578 |  |  | Purdys | NY | 10578 |  |  |  |  | 7 | [9 empty] | FALSE | KHPN | 2021-03-18 20:25 | 1 |  |  | Residential | Single-family detached |  |  | New York State Electric and Gas |  | H - Millwood
2258 | Home A in 13903 |  |  | Binghamton | NY | 13903 |  |  |  |  | 11.6 | [9 empty] | FALSE | KBGM | 2021-03-18 20:25 | 1 |  |  | Residential | Single-family detached |  |  | New York State Electric and Gas |  | C - Central
2259 | Home C in 10560 |  |  | North Salem | NY | 10560 |  |  |  |  | 11.6 | [9 empty] | FALSE | KHPN | 2021-03-18 20:25 | 1 |  |  | Residential | Single-family detached |  |  | New York State Electric and Gas |  | G - Hudson Valley
2260 | Home A in 13111 |  |  | Martville | NY | 13111 |  |  |  |  | 7.6 | [9 empty] | FALSE | KSYR | 2021-03-18 20:25 | 1 |  |  | Residential | Single-family detached |  |  | Rochester Gas and Electric |  | C - Central
2261 | Home A in 10512 |  |  | Carmel | NY | 10512 |  |  |  |  | 7.6 | [9 empty] | FALSE | KSWF | 2021-03-18 20:25 | 1 |  |  | Residential | Single-family detached |  |  | New York State Electric and Gas |  | G - Hudson Valley
2262 | Facility A in 10963 |  |  | Mt. Hope | NY | 10963 |  |  |  |  | 2000 | [9 empty] | FALSE | KSWF | 2021-03-18 20:25 | 1 | [6 empty] | Orange and Rockland Utilities |  | G - Hudson Valley
2263 | Home F in 10940 |  |  | Middletown | NY | 10940 |  |  |  |  | 10 | [9 empty] | FALSE | KSWF | 2021-03-18 20:25 | 1 |  |  | Residential | Single-family detached |  |  | Orange and Rockland Utilities |  | G - Hudson Valley
2264 | Home A in 10986 |  |  | Tomkins Cove | NY | 10986 |  |  |  |  | 11.52 | [9 empty] | FALSE | KSWF | 2021-03-18 20:25 | 1 |  |  | Residential | Single-family detached |  |  | Orange and Rockland Utilities |  | G - Hudson Valley
2265 | Facility A in 10970 |  |  | Ramapo | NY | 10970 |  |  |  |  | 3000 | [9 empty] | FALSE | KTEB | 2021-03-18 20:25 | 1 | [6 empty] | Orange and Rockland Utilities |  | G - Hudson Valley
2266 | Home M in 10956 |  |  | New City | NY | 10956 |  |  |  |  | 10 | [9 empty] | FALSE | KTEB | 2021-03-18 20:25 | 1 |  |  | Residential | Single-family detached |  |  | Orange and Rockland Utilities |  | G - Hudson Valley
2267 | Home A in 12780 |  |  | Sparrow Bush | NY | 12780 |  |  |  |  | 4.3 | [9 empty] | FALSE | KSWF | 2021-03-18 20:25 | 1 |  |  | Residential | Single-family detached |  |  | Orange and Rockland Utilities |  | G - Hudson Valley
2268 | Home C in 10994 |  |  | West Nyack | NY | 10994 |  |  |  |  | 10 | [9 empty] | FALSE | KTEB | 2021-03-18 20:25 | 1 |  |  | Residential | Single-family detached |  |  | Orange and Rockland Utilities |  | G - Hudson Valley
2269 | Home E in 10950 |  |  | Monroe | NY | 10950 |  |  |  |  | 15 | [9 empty] | FALSE | KSWF | 2021-03-18 20:25 | 1 |  |  | Residential | Single-family detached |  |  | Orange and Rockland Utilities |  | G - Hudson Valley
2270 | Home F in 10950 |  |  | Monroe | NY | 10950 |  |  |  |  | 10 | [9 empty] | FALSE | KSWF | 2021-03-18 20:25 | 1 |  |  | Residential | Single-family detached |  |  | Orange and Rockland Utilities |  | G - Hudson Valley
2271 | Home C in 10919 |  |  | Circleville | NY | 10919 |  |  |  |  | 15 | [9 empty] | FALSE | KSWF | 2021-03-18 20:25 | 1 |  |  | Residential | Single-family detached |  |  | Orange and Rockland Utilities |  | G - Hudson Valley
2272 | Home C in 12566 |  |  | Pine Bush | NY | 12566 |  |  |  |  | 10 | [9 empty] | FALSE | KSWF | 2021-03-18 20:25 | 1 |  |  | Residential | Single-family detached |  |  | Orange and Rockland Utilities |  | G - Hudson Valley
2273 | Home C in 10952 |  |  | Monsey | NY | 10952 |  |  |  |  | 10 | [9 empty] | FALSE | KTEB | 2021-03-18 20:25 | 1 |  |  | Residential | Single-family detached |  |  | Orange and Rockland Utilities |  | G - Hudson Valley
2274 | Home C in 10970 |  |  | Pomona | NY | 10970 |  |  |  |  | 10 | [9 empty] | FALSE | KTEB | 2021-03-18 20:25 | 1 |  |  | Residential | Single-family detached |  |  | Orange and Rockland Utilities |  | G - Hudson Valley
2275 | Home N in 10956 |  |  | New City | NY | 10956 |  |  |  |  | 10 | [9 empty] | FALSE | KTEB | 2021-03-18 20:25 | 1 |  |  | Residential | Single-family detached |  |  | Orange and Rockland Utilities |  | G - Hudson Valley
2276 | Home I in 10990 |  |  | Warwick | NY | 10990 |  |  |  |  | 5 | [9 empty] | FALSE | KSWF | 2021-03-18 20:25 | 1 |  |  | Residential | Single-family detached |  |  | Orange and Rockland Utilities |  | G - Hudson Valley
2277 | Home G in 10940 |  |  | Middletown | NY | 10940 |  |  |  |  | 7.7 | [9 empty] | FALSE | KSWF | 2021-03-18 20:25 | 1 |  |  | Residential | Single-family detached |  |  | Orange and Rockland Utilities |  | G - Hudson Valley
2278 | Home E in 10980 |  |  | Stony Point | NY | 10980 |  |  |  |  | 9.92 | [9 empty] | FALSE | KSWF | 2021-03-18 20:25 | 1 |  |  | Residential | Single-family detached |  |  | Orange and Rockland Utilities |  | G - Hudson Valley
2279 | Home K in 11561 |  |  | Long Beach | NY | 11561 |  |  |  |  | 10 | [9 empty] | FALSE | KJFK | 2021-03-18 20:25 | 1 |  |  | Residential | Single-family detached |  |  | Long Island Power Authority (PSEG-LI) |  | K - Long Island
2280 | Home G in 11768 |  |  | Northport | NY | 11768 |  |  |  |  | 5 | [9 empty] | FALSE | KISP | 2021-03-18 20:25 | 1 |  |  | Residential | Single-family detached |  |  | Long Island Power Authority (PSEG-LI) |  | K - Long Island
2281 | Home B in 11552 |  |  | West Hempstead | NY | 11552 |  |  |  |  | 6.7 | [9 empty] | FALSE | KJFK | 2021-03-18 20:25 | 1 |  |  | Residential | Single-family detached |  |  | Long Island Power Authority (PSEG-LI) |  | K - Long Island
2282 | Home H in 11566 |  |  | Merrick | NY | 11566 |  |  |  |  | 10 | [9 empty] | FALSE | KJFK | 2021-03-18 20:25 | 1 |  |  | Residential | Single-family detached |  |  | Long Island Power Authority (PSEG-LI) |  | K - Long Island
2283 | Home E in 11542 |  |  | Glen Cove | NY | 11542 |  |  |  |  | 5 | [9 empty] | FALSE | KJFK | 2021-03-18 20:25 | 1 |  |  | Residential | Single-family detached |  |  | Long Island Power Authority (PSEG-LI) |  | K - Long Island
2284 | Home D in 11580 |  |  | Valley Stream | NY | 11580 |  |  |  |  | 5 | [9 empty] | FALSE | KJFK | 2021-03-18 20:25 | 1 |  |  | Residential | Single-family detached |  |  | Long Island Power Authority (PSEG-LI) |  | K - Long Island
2285 | Home C in 11959 |  |  | Quogue | NY | 11959 |  |  |  |  | 10 | [9 empty] | FALSE | KISP | 2021-03-18 20:25 | 1 |  |  | Residential | Single-family detached |  |  | Long Island Power Authority (PSEG-LI) |  | K - Long Island
2286 | Home E in 11954 |  |  | Montauk | NY | 11954 |  |  |  |  | 10 | [9 empty] | FALSE | KISP | 2021-03-18 20:25 | 1 |  |  | Residential | Single-family detached |  |  | Long Island Power Authority (PSEG-LI) |  | K - Long Island
2287 | Home H in 11753 |  |  | Jericho | NY | 11753 |  |  |  |  | 10 | [9 empty] | FALSE | KJFK | 2021-03-18 20:25 | 1 |  |  | Residential | Single-family detached |  |  | Long Island Power Authority (PSEG-LI) |  | K - Long Island
2288 | Home B in 11978 |  |  | Westhampton Beach | NY | 11978 |  |  |  |  | 15 | [9 empty] | FALSE | KISP | 2021-03-18 20:25 | 1 |  |  | Residential | Single-family detached |  |  | Long Island Power Authority (PSEG-LI) |  | K - Long Island
2289 | Home B in 11792 |  |  | Wading River | NY | 11792 |  |  |  |  | 5 | [9 empty] | FALSE | KISP | 2021-03-18 20:25 | 1 |  |  | Residential | Single-family detached |  |  | Long Island Power Authority (PSEG-LI) |  | K - Long Island
2290 | Home H in 11803 |  |  | Plainview | NY | 11803 |  |  |  |  | 5 | [9 empty] | FALSE | KJFK | 2021-03-18 20:25 | 1 |  |  | Residential | Single-family detached |  |  | Long Island Power Authority (PSEG-LI) |  | K - Long Island
2291 | Home B in 11596 |  |  | East Williston | NY | 11596 |  |  |  |  | 10 | [9 empty] | FALSE | KJFK | 2021-03-18 20:25 | 1 |  |  | Residential | Single-family detached |  |  | Long Island Power Authority (PSEG-LI) |  | K - Long Island
2292 | Home A in 11727 |  |  | Coram | NY | 11727 |  |  |  |  | 5 | [9 empty] | FALSE | KISP | 2021-03-18 20:25 | 1 |  |  | Residential | Single-family detached |  |  | Long Island Power Authority (PSEG-LI) |  | K - Long Island
2293 | Home I in 11566 |  |  | Merrick | NY | 11566 |  |  |  |  | 10 | [9 empty] | FALSE | KJFK | 2021-03-18 20:25 | 1 |  |  | Residential | Single-family detached |  |  | Long Island Power Authority (PSEG-LI) |  | K - Long Island
2294 | Home F in 11050 |  |  | Port Washington | NY | 11050 |  |  |  |  | 10 | [9 empty] | FALSE | KJFK | 2021-03-18 20:25 | 1 |  |  | Residential | Single-family detached |  |  | Long Island Power Authority (PSEG-LI) |  | K - Long Island
2295 | Home A in 11559 |  |  | Lawrence | NY | 11559 |  |  |  |  | 7.68 | [9 empty] | FALSE | KJFK | 2021-03-18 20:25 | 1 |  |  | Residential | Single-family detached |  |  | Long Island Power Authority (PSEG-LI) |  | K - Long Island
2296 | Home L in 11791 |  |  | Syosset | NY | 11791 |  |  |  |  | 10 | [9 empty] | FALSE | KJFK | 2021-03-18 20:25 | 1 |  |  | Residential | Single-family detached |  |  | Long Island Power Authority (PSEG-LI) |  | K - Long Island
2297 | Home K in 11746 |  |  | Huntington Station | NY | 11746 |  |  |  |  | 10 | [9 empty] | FALSE | KISP | 2021-03-18 20:25 | 1 |  |  | Residential | Single-family detached |  |  | Long Island Power Authority (PSEG-LI) |  | K - Long Island
2298 | Home D in 11959 |  |  | Quogue | NY | 11959 |  |  |  |  | 5 | [9 empty] | FALSE | KISP | 2021-03-18 20:25 | 1 |  |  | Residential | Single-family detached |  |  | Long Island Power Authority (PSEG-LI) |  | K - Long Island
2299 | Home H in 11768 |  |  | Northport | NY | 11768 |  |  |  |  | 10 | [9 empty] | FALSE | KISP | 2021-03-18 20:25 | 1 |  |  | Residential | Single-family detached |  |  | Long Island Power Authority (PSEG-LI) |  | K - Long Island
2300 | Home A in 11548 |  |  | Greenvale | NY | 11548 |  |  |  |  | 10 | [9 empty] | FALSE | KJFK | 2021-03-18 20:25 | 1 |  |  | Residential | Single-family detached |  |  | Long Island Power Authority (PSEG-LI) |  | K - Long Island
2301 | Home K in 11040 |  |  | New Hyde Park | NY | 11040 |  |  |  |  | 10 | [9 empty] | FALSE | KJFK | 2021-03-18 20:25 | 1 |  |  | Residential | Single-family detached |  |  | Long Island Power Authority (PSEG-LI) |  | K - Long Island
2302 | Home I in 11803 |  |  | Plainview | NY | 11803 |  |  |  |  | 10 | [9 empty] | FALSE | KJFK | 2021-03-18 20:25 | 1 |  |  | Residential | Single-family detached |  |  | Long Island Power Authority (PSEG-LI) |  | K - Long Island
2303 | Home J in 11566 |  |  | Merrick | NY | 11566 |  |  |  |  | 5 | [9 empty] | FALSE | KJFK | 2021-03-18 20:25 | 1 |  |  | Residential | Single-family detached |  |  | Long Island Power Authority (PSEG-LI) |  | K - Long Island
2304 | Home H in 11590 |  |  | Westbury | NY | 11590 |  |  |  |  | 10 | [9 empty] | FALSE | KJFK | 2021-03-18 20:25 | 1 |  |  | Residential | Single-family detached |  |  | Long Island Power Authority (PSEG-LI) |  | K - Long Island
2305 | Home F in 11963 |  |  | Sag Harbor | NY | 11963 |  |  |  |  | 15 | [9 empty] | FALSE | KISP | 2021-03-18 20:25 | 1 |  |  | Residential | Single-family detached |  |  | Long Island Power Authority (PSEG-LI) |  | K - Long Island
2306 | Home H in 11756 |  |  | Levittown | NY | 11756 |  |  |  |  | 5 | [9 empty] | FALSE | KJFK | 2021-03-18 20:25 | 1 |  |  | Residential | Single-family detached |  |  | Long Island Power Authority (PSEG-LI) |  | K - Long Island
2307 | Home C in 11020 |  |  | Lake Success | NY | 11020 |  |  |  |  | 10 | [9 empty] | FALSE | KJFK | 2021-03-18 20:25 | 1 |  |  | Residential | Single-family detached |  |  | Long Island Power Authority (PSEG-LI) |  | K - Long Island
2308 | Home F in 11710 |  |  | Bellmore | NY | 11710 |  |  |  |  | 5 | [9 empty] | FALSE | KJFK | 2021-03-18 20:25 | 1 |  |  | Residential | Single-family detached |  |  | Long Island Power Authority (PSEG-LI) |  | K - Long Island
2309 | Home B in 11798 |  |  | Wyandanch | NY | 11798 |  |  |  |  | 5 | [9 empty] | FALSE | KISP | 2021-03-18 20:25 | 1 |  |  | Residential | Single-family detached |  |  | Long Island Power Authority (PSEG-LI) |  | K - Long Island
2310 | Home M in 11791 |  |  | Syosset | NY | 11791 |  |  |  |  | 13.4 | [9 empty] | FALSE | KJFK | 2021-03-18 20:25 | 1 |  |  | Residential | Single-family detached |  |  | Long Island Power Authority (PSEG-LI) |  | K - Long Island
2311 | Home E in 11030 |  |  | North Hills | NY | 11030 |  |  |  |  | 10 | [9 empty] | FALSE | KJFK | 2021-03-18 20:25 | 1 |  |  | Residential | Single-family detached |  |  | Long Island Power Authority (PSEG-LI) |  | K - Long Island
2312 | Borrego Solar Systems, Inc. – 753 Grooms Road | 753 Grooms Rd |  | Rexford | NY | 12148 |  |  | 10350.34 | 0 | 0 | 0 | 0 | 0 | 0 | 0 | 0 | 0 | 0 | 0 | FALSE | KALB | 2021-05-13 14:31 | 1 |  |  | Offsite Resource | Solar Farm |  |  | National Grid - Upstate NY (Niagara Mohawk) |  | F - Capital
2313 | Borrego Solar Systems – 3254 Roosevelt Hwy | 3254 Roosevelt Highway |  | Hamlin | NY | 14464 |  |  | 6912.68 | 0 | 0 | 0 | 0 | 0 | 0 | 0 | 0 | 0 | 0 | 0 | FALSE | KROC | 2021-05-13 14:31 | 1 |  |  | Offsite Resource | Solar Farm |  |  | National Grid - Upstate NY (Niagara Mohawk) |  | B - Genessee
2314 | Fogarty - 124 Lybolt Rd | 124 Lybolt Rd |  | Middletown | NY | 10941 |  |  | 3001.81 | 0 | 0 | 0 | 0 | 0 | 0 | 0 | 0 | 0 | 0 | 0 | FALSE | KSWF | 2021-05-13 14:31 | 1 |  |  | Offsite Resource | Solar Farm |  |  | Orange and Rockland Utilities |  | G - Hudson Valley
2315 | 55 Wall St | 55 Wall St |  | Manhattan | NY | 10005 |  |  | 750 | 4257 | 0 | 0 | 0 | 0 | 0 | 0 | 0 | 0 | 0 | 0 | TRUE | KLGA | 2023-11-20 18:42 | 1 |  |  | Residential | Multifamily |  |  | Consolidated Edison | Consolidated Edison | J - New York City
2316 | Borrego Solar Systems, Inc. - 2645 Union St. | 2645 S Union St |  | Spencerport | NY | 14559 |  |  | 6443.28 | 0 | 0 | 0 | 0 | 0 | 0 | 0 | 0 | 0 | 0 | 0 | FALSE | KROC | 2021-04-22 14:52 | 1 |  |  | Offsite Resource | Solar Farm |  |  | Rochester Gas and Electric |  | B - Genessee
2317 | Borrego Solar Systems, Inc. - 2648 Union St. | 2648 S Union St |  | Spencerport | NY | 14559 |  |  | 5622.48 | 0 | 0 | 0 | 0 | 0 | 0 | 0 | 0 | 0 | 0 | 0 | FALSE | KROC | 2021-04-22 15:03 | 1 |  |  | Offsite Resource | Solar Farm |  |  | Rochester Gas and Electric |  | B - Genessee
2318 | Borrego Solar Systems, Inc. - 2675 Union St. | 2675 S Union St |  | Spencerport | NY | 14559 |  |  | 5848.2 | 0 | 0 | 0 | 0 | 0 | 0 | 0 | 0 | 0 | 0 | 0 | FALSE | KROC | 2021-04-22 15:29 | 1 |  |  | Offsite Resource | Solar Farm |  |  | Rochester Gas and Electric |  | B - Genessee
2319 | Delaware River Solar, LLC - 2 Frey Road | 2 Frey Road |  | Macedon | NY | 14502 |  |  | 4399.85 | 0 | 0 | 0 | 0 | 0 | 0 | 0 | 0 | 0 | 0 | 0 | FALSE | KROC | 2021-05-13 14:31 | 1 |  |  | Offsite Resource | Solar Farm |  |  | Rochester Gas and Electric |  | B - Genessee
2320 | Marlborough Solar, LLC - 132 Milton Turnpike | 132 Milton Turnpike |  | Milton | NY | 12547 |  |  | 2702.29 | 0 | 0 | 0 | 0 | 0 | 0 | 0 | 0 | 0 | 0 | 0 | FALSE | KPOU | 2021-05-13 14:31 | 1 |  |  | Offsite Resource | Solar Farm |  |  | Central Hudson Gas and Electric |  | G - Hudson Valley
2321 | Maine Endwell Central School District - 2661 NY26 | 2661 NY 26 |  | Maine | NY | 13802 |  |  | 4005.69 | 0 | 0 | 0 | 0 | 0 | 0 | 0 | 0 | 0 | 0 | 0 | FALSE | KITH | 2021-05-13 14:31 | 1 |  |  | Offsite Resource | Solar Farm |  |  | New York State Electric and Gas |  | C - Central
2322 | NY Orange I, LLC - 2100 County Road 16 | 2100 - 2102 Co Rte 16 |  | Orange | NY | 14891 |  |  | 2881.48 | 0 | 0 | 0 | 0 | 0 | 0 | 0 | 0 | 0 | 0 | 0 | FALSE | KITH | 2021-05-13 14:23 | 1 | Delaware River Solar, LLC - County Road 16 |  | Offsite Resource | Solar Farm |  |  | New York State Electric and Gas |  | C - Central
2323 | Sunvestment Energy Group NY 64, LLC - 5563 Lakeville Road | 5563 Lakeville Road |  | geneseo | NY | 14454 |  |  | 4060.68 | 0 | 0 | 0 | 0 | 0 | 0 | 0 | 0 | 0 | 0 | 0 | FALSE | KROC | 2021-05-13 14:31 | 1 |  |  | Offsite Resource | Solar Farm |  |  | National Grid - Upstate NY (Niagara Mohawk) |  | A - West
2324 | Brooklyn Center | 170 Buffalo Ave |  | Brooklyn | NY | 11213 |  |  | 200 | 1286.4 | 0 | 0 | 0 | 0 | 0 | 0 | 0 | 0 | 0 | 0 | TRUE | KLGA | 2021-04-29 19:04 | 1 |  |  | Lodging | Nursing Home, Assisted Living, or Other Residential Care |  |  | Consolidated Edison | National Grid - NYC (Brooklyn Union) | J - New York City
2325 | Volney II | 3026 NY-3 |  | Fulton | NY | 13069 |  |  | 4356.95 | 0 | 3000 | 15000 | 0 | 0 | 0 | 0 | 0 | 0 | 0 | 0 | FALSE | KSYR | 2021-06-17 15:14 | 1 |  |  | Offsite Resource | Solar Farm |  |  | National Grid - Upstate NY (Niagara Mohawk) |  | C - Central
2326 | Delaware River Solar, LLC - 2017 State Highway 17B (#1) | 2017 State Highway 17B |  | Bethel | NY | 12720 |  |  | 6102.2 | 0 | 0 | 0 | 0 | 0 | 0 | 0 | 0 | 0 | 0 | 0 | FALSE | KSWF | 2021-05-18 15:43 | 1 |  |  | Offsite Resource | Solar Farm |  |  | New York State Electric and Gas |  | E - Mohawk Valley
2327 | NY Rushford I, LLC - 9475 Podunque Road | 9475 Podunque Road |  | Rushford | NY | 14744 |  |  | 6762.6 | 0 | 0 | 0 | 0 | 0 | 0 | 0 | 0 | 0 | 0 | 0 | FALSE | KBUF | 2021-05-18 15:42 | 1 | Delaware River Solar, LLC - 9475 Podunque Road |  | Offsite Resource | Solar Farm |  |  | Rochester Gas and Electric |  | B - Genessee
2328 | Lodestar Energy - 170 Buck Rd | 170 Buck Road |  | Nichols | NY | 13812 |  |  | 5602.8 | 0 | 0 | 0 | 0 | 0 | 0 | 0 | 0 | 0 | 0 | 0 | FALSE | KBGM | 2021-05-24 19:30 | 1 |  |  | Offsite Resource | Solar Farm |  |  | New York State Electric and Gas |  | C - Central
2329 | Salt Point Solar, LLC | 525 Salt Point Turnpike |  | Poughkeepsie | NY | 12601 |  |  | 2952.3 | 0 | 2000 | 4070 | 0 | 0 | 0 | 0 | 0 | 0 | 0 | 0 | FALSE | KPOU | 2021-07-16 12:46 | 1 |  |  | Offsite Resource | Solar Farm |  |  | Central Hudson Gas and Electric |  | H - Millwood
2330 | Windsor Court | 151 E 31st St |  | New York | NY | 10016 |  |  | 250 | 0 | 0 | 0 | 0 | 0 | 0 | 0 | 0 | 0 | 0 | 0 | TRUE | KLGA | 2021-05-21 19:58 | 1 |  |  | Residential | Multifamily |  |  | Consolidated Edison | Consolidated Edison | J - New York City
2331 | Dubois Solar, LLC | 2208 State Route 52 |  | Pine Bush | NY | 12566 |  |  | 3003 | 0 | 2000 | 4070 | 0 | 0 | 0 | 0 | 0 | 0 | 0 | 0 | FALSE | KSWF | 2021-07-16 12:47 | 1 |  |  | Offsite Resource | Solar Farm |  |  | New York State Electric and Gas |  | G - Hudson Valley
2332 | FFP NY Rome Project1 - 7585 NewFloyd Rd | 7585 New Floyd Rd |  | Rome | NY | 13440 |  |  | 6176.43 | 0 | 0 | 0 | 0 | 0 | 0 | 0 | 0 | 0 | 0 | 0 | FALSE | KSYR | 2021-06-18 12:03 | 1 |  |  | Offsite Resource | Solar Farm |  |  | National Grid - Upstate NY (Niagara Mohawk) |  | E - Mohawk Valley
2333 | CES Marbletown Solar - 2675 Route 209 | 2675 US-209 |  | Kingston | NY | 12401 |  |  | 4435 | 0 | 0 | 0 | 0 | 0 | 0 | 0 | 0 | 0 | 0 | 0 | FALSE | KSWF | 2021-06-09 20:30 | 1 |  |  | Offsite Resource | Solar Farm |  |  | Central Hudson Gas and Electric |  | G - Hudson Valley
2334 | Facility A in 12586 |  |  | Walden | NY | 12586 |  |  |  |  | 3960 | [9 empty] | FALSE | KSWF | 2021-06-02 22:44 | 1 |  |  | Residential | Single-family detached |  |  | New York State Electric and Gas |  | G - Hudson Valley
2335 | Home I in 10510 |  |  | Briarcliff Manor | NY | 10510 |  |  |  |  | 10 | [9 empty] | FALSE | KHPN | 2021-06-02 22:44 | 1 |  |  | Residential | Single-family detached |  |  | Consolidated Edison |  | I - Dunwoodie
2336 | Home B in 10706 |  |  | Hastings-on-Hudson | NY | 10706 |  |  |  |  | 5.76 | [9 empty] | FALSE | KHPN | 2021-06-02 22:44 | 1 |  |  | Residential | Single-family detached |  |  | Consolidated Edison |  | I - Dunwoodie
2337 | Home B in 10538 |  |  | Larchmont | NY | 10538 |  |  |  |  | 10 | [9 empty] | FALSE | KHPN | 2021-06-02 22:44 | 1 |  |  | Residential | Single-family detached |  |  | Consolidated Edison |  | I - Dunwoodie
2338 | Home A in 13654 |  |  | Heuvelton | NY | 13654 |  |  |  |  | 5 | [9 empty] | FALSE | KOGS | 2021-06-02 22:44 | 1 |  |  | Residential | Single-family detached |  |  | National Grid - Upstate NY (Niagara Mohawk) |  | E - Mohawk Valley
2339 | Facility A in 13365 |  |  | Little Falls | NY | 13365 |  |  |  |  | 2000 | [9 empty] | FALSE | KALB | 2021-06-02 22:44 | 1 |  |  | Residential | Single-family detached |  |  | National Grid - Upstate NY (Niagara Mohawk) |  | E - Mohawk Valley
2340 | Home A in 12202 |  |  | Albany | NY | 12202 |  |  |  |  | 7.6 | [9 empty] | FALSE | KALB | 2021-06-02 22:44 | 1 |  |  | Residential | Single-family detached |  |  | National Grid - Upstate NY (Niagara Mohawk) |  | F - Capital
2341 | Facility B in zip code 12095 |  |  | Johnstown | NY | 12095 |  |  |  |  | 3500 | [9 empty] | FALSE | KALB | 2021-06-02 22:44 | 1 |  |  | Residential | Single-family detached |  |  | National Grid - Upstate NY (Niagara Mohawk) |  | F - Capital
2342 | Home B in 13862 |  |  | Whitney Point | NY | 13862 |  |  |  |  | 11.6 | [9 empty] | FALSE | KBGM | 2021-06-02 22:44 | 1 |  |  | Residential | Single-family detached |  |  | New York State Electric and Gas |  | C - Central
2343 | Home A in 13815 |  |  | Norwich | NY | 13815 |  |  |  |  | 12 | [9 empty] | FALSE | KBGM | 2021-06-02 22:44 | 1 |  |  | Residential | Single-family detached |  |  | New York State Electric and Gas |  | E - Mohawk Valley
2344 | Home A in 12766 |  |  | North Branch | NY | 12766 |  |  |  |  | 7.6 | [9 empty] | FALSE | KAVP | 2021-06-02 22:44 | 1 |  |  | Residential | Single-family detached |  |  | New York State Electric and Gas |  | E - Mohawk Valley
2345 | Home A in 13077 |  |  | Homer | NY | 13077 |  |  |  |  | 8 | [9 empty] | FALSE | KITH | 2021-06-02 22:44 | 1 |  |  | Residential | Single-family detached |  |  | National Grid - Upstate NY (Niagara Mohawk) |  | C - Central
2346 | Home C in 10541 |  |  | Mahopac | NY | 10541 |  |  |  |  | 5.8 | [9 empty] | FALSE | KHPN | 2021-06-02 22:44 | 1 |  |  | Residential | Single-family detached |  |  | New York State Electric and Gas |  | G - Hudson Valley
2347 | Home B in 14086 |  |  | Lancaster | NY | 14086 |  |  |  |  | 7.2 | [9 empty] | FALSE | KBUF | 2021-06-02 22:44 | 1 |  |  | Residential | Single-family detached |  |  | New York State Electric and Gas |  | A - West
2348 | Home B in 14882 |  |  | Lansing | NY | 14882 |  |  |  |  | 1 | [9 empty] | FALSE | KITH | 2021-06-02 22:44 | 1 |  |  | Residential | Single-family detached |  |  | New York State Electric and Gas |  | C - Central
2349 | Home D in 10541 |  |  | Mahopac | NY | 10541 |  |  |  |  | 7.6 | [9 empty] | FALSE | KHPN | 2021-06-02 22:44 | 1 |  |  | Residential | Single-family detached |  |  | New York State Electric and Gas |  | G - Hudson Valley
2350 | Facility A in 12566 |  |  | Pine Bush | NY | 12566 |  |  |  |  | 2000 | [9 empty] | FALSE | KSWF | 2021-06-02 22:44 | 1 |  |  | Residential | Single-family detached |  |  | Orange and Rockland Utilities |  | G - Hudson Valley
2351 | Home C in 11010 |  |  | Franklin Square | NY | 11010 |  |  |  |  | 10 | [9 empty] | FALSE | KJFK | 2021-06-02 22:44 | 1 |  |  | Residential | Single-family detached |  |  | Long Island Power Authority (PSEG-LI) |  | K - Long Island
2352 | Home H in 11050 |  |  | Port Washington | NY | 11050 |  |  |  |  | 5 | [9 empty] | FALSE | KJFK | 2021-06-02 22:44 | 1 |  |  | Residential | Single-family detached |  |  | Long Island Power Authority (PSEG-LI) |  | K - Long Island
2353 | Home H in 11554 |  |  | East Meadow | NY | 11554 |  |  |  |  | 10 | [9 empty] | FALSE | KJFK | 2021-06-02 22:44 | 1 |  |  | Residential | Single-family detached |  |  | Long Island Power Authority (PSEG-LI) |  | K - Long Island
2354 | Home L in 11040 |  |  | New Hyde Park | NY | 11040 |  |  |  |  | 10 | [9 empty] | FALSE | KJFK | 2021-06-02 22:44 | 1 |  |  | Residential | Single-family detached |  |  | Long Island Power Authority (PSEG-LI) |  | K - Long Island
2355 | Home M in 11040 |  |  | New Hyde Park | NY | 11040 |  |  |  |  | 15 | [9 empty] | FALSE | KJFK | 2021-06-02 22:44 | 1 |  |  | Residential | Single-family detached |  |  | Long Island Power Authority (PSEG-LI) |  | K - Long Island
2356 | Home I in 11050 |  |  | Port Washington | NY | 11050 |  |  |  |  | 10 | [9 empty] | FALSE | KJFK | 2021-06-02 22:44 | 1 |  |  | Residential | Single-family detached |  |  | Long Island Power Authority (PSEG-LI) |  | K - Long Island
2357 | Home G in 10583 |  |  | Scarsdale | NY | 10583 |  |  |  |  | 15 | [9 empty] | FALSE | KHPN | 2021-06-02 22:44 | 1 |  |  | Residential | Single-family detached |  |  | Consolidated Edison |  | I - Dunwoodie
2358 | Home B in 12433 |  |  | Glenford | NY | 12433 |  |  |  |  | 9 | [9 empty] | FALSE | KSWF | 2021-06-02 22:44 | 1 |  |  | Residential | Single-family detached |  |  | Central Hudson Gas and Electric |  | G - Hudson Valley
2359 | Home F in 12477 |  |  | Saugerties | NY | 12477 |  |  |  |  | 7.6 | [9 empty] | FALSE | KSWF | 2021-06-02 22:44 | 1 |  |  | Residential | Single-family detached |  |  | Central Hudson Gas and Electric |  | G - Hudson Valley
2360 | Home G in 12477 |  |  | Saugerties | NY | 12477 |  |  |  |  | 7.6 | [9 empty] | FALSE | KSWF | 2021-06-02 22:44 | 1 |  |  | Residential | Single-family detached |  |  | Central Hudson Gas and Electric |  | G - Hudson Valley
2361 | Home A in 12582 |  |  | Stormville | NY | 12582 |  |  |  |  | 5 | [9 empty] | FALSE | KSWF | 2021-06-02 22:44 | 1 |  |  | Residential | Single-family detached |  |  | Central Hudson Gas and Electric |  | G - Hudson Valley
2362 | Home B in 12577 |  |  | Salisbury Mills | NY | 12577 |  |  |  |  | 15 | [9 empty] | FALSE | KSWF | 2021-06-02 22:44 | 1 |  |  | Residential | Single-family detached |  |  | Central Hudson Gas and Electric |  | G - Hudson Valley
2363 | Home H in 12533 |  |  | Hopewell Junction | NY | 12533 |  |  |  |  | 7.6 | [9 empty] | FALSE | KSWF | 2021-06-02 22:44 | 1 |  |  | Residential | Single-family detached |  |  | Central Hudson Gas and Electric |  | G - Hudson Valley
2364 | Home B in 12514 |  |  | Clinton Corners | NY | 12514 |  |  |  |  | 5 | [9 empty] | FALSE | KSWF | 2021-06-02 22:44 | 1 |  |  | Residential | Single-family detached |  |  | Central Hudson Gas and Electric |  | G - Hudson Valley
2365 | Home E in 12538 |  |  | Hyde Park | NY | 12538 |  |  |  |  | 5.76 | [9 empty] | FALSE | KSWF | 2021-06-02 22:44 | 1 |  |  | Residential | Single-family detached |  |  | Central Hudson Gas and Electric |  | G - Hudson Valley
2366 | Home H in 12553 |  |  | New Windsor | NY | 12553 |  |  |  |  | 7.68 | [9 empty] | FALSE | KSWF | 2021-06-02 22:44 | 1 |  |  | Residential | Single-family detached |  |  | Central Hudson Gas and Electric |  | G - Hudson Valley
2367 | Home F in 12538 |  |  | Hyde Park | NY | 12538 |  |  |  |  | 5 | [9 empty] | FALSE | KSWF | 2021-06-02 22:44 | 1 |  |  | Residential | Single-family detached |  |  | Central Hudson Gas and Electric |  | G - Hudson Valley
2368 | Home G in 12446 |  |  | Kerhonkson | NY | 12446 |  |  |  |  | 5 | [9 empty] | FALSE | KSWF | 2021-06-02 22:44 | 1 |  |  | Residential | Single-family detached |  |  | Central Hudson Gas and Electric |  | G - Hudson Valley
2369 | Home I in 12533 |  |  | Hopewell Junction | NY | 12533 |  |  |  |  | 5.76 | [9 empty] | FALSE | KSWF | 2021-06-02 22:44 | 1 |  |  | Residential | Single-family detached |  |  | Central Hudson Gas and Electric |  | G - Hudson Valley
2370 | Home F in 12561 |  |  | New Paltz | NY | 12561 |  |  |  |  | 7.6 | [9 empty] | FALSE | KSWF | 2021-06-02 22:44 | 1 |  |  | Residential | Single-family detached |  |  | Central Hudson Gas and Electric |  | G - Hudson Valley
2371 | Home I in 12553 |  |  | New Windsor | NY | 12553 |  |  |  |  | 15 | [9 empty] | FALSE | KSWF | 2021-06-02 22:44 | 1 |  |  | Residential | Single-family detached |  |  | Central Hudson Gas and Electric |  | G - Hudson Valley
2372 | Home D in 12461 |  |  | Olivebridge | NY | 12461 |  |  |  |  | 5 | [9 empty] | FALSE | KSWF | 2021-06-02 22:44 | 1 |  |  | Residential | Single-family detached |  |  | Central Hudson Gas and Electric |  | G - Hudson Valley
2373 | Home G in 12550 |  |  | Newburgh | NY | 12550 |  |  |  |  | 5 | [9 empty] | FALSE | KSWF | 2021-06-02 22:44 | 1 |  |  | Residential | Single-family detached |  |  | Central Hudson Gas and Electric |  | G - Hudson Valley
2374 | Home A in 12518 |  |  | Cornwall | NY | 12518 |  |  |  |  | 10 | [9 empty] | FALSE | KSWF | 2021-06-02 22:44 | 1 |  |  | Residential | Single-family detached |  |  | Central Hudson Gas and Electric |  | G - Hudson Valley
2375 | Home B in 12546 |  |  | Millerton | NY | 12546 |  |  |  |  | 8 | [9 empty] | FALSE | KBDL | 2021-06-02 22:44 | 1 |  |  | Residential | Single-family detached |  |  | Central Hudson Gas and Electric |  | F - Capital
2376 | Home G in 12590 |  |  | Wappingers Falls | NY | 12590 |  |  |  |  | 5 | [9 empty] | FALSE | KSWF | 2021-06-02 22:44 | 1 |  |  | Residential | Single-family detached |  |  | Central Hudson Gas and Electric |  | G - Hudson Valley
2377 | Home C in 12580 |  |  | Staatsburg | NY | 12580 |  |  |  |  | 5 | [9 empty] | FALSE | KSWF | 2021-06-02 22:44 | 1 |  |  | Residential | Single-family detached |  |  | Central Hudson Gas and Electric |  | G - Hudson Valley
2378 | Home D in 12498 |  |  | Woodstock | NY | 12498 |  |  |  |  | 5 | [9 empty] | FALSE | KSWF | 2021-06-02 22:44 | 1 |  |  | Residential | Single-family detached |  |  | Central Hudson Gas and Electric |  | G - Hudson Valley
2379 | Home C in 10516 |  |  | Cold Springs | NY | 10516 |  |  |  |  | 10 | [9 empty] | FALSE | KSWF | 2021-06-02 22:44 | 1 |  |  | Residential | Single-family detached |  |  | Central Hudson Gas and Electric |  | G - Hudson Valley
2380 | Home E in 12572 |  |  | Rhinebeck | NY | 12572 |  |  |  |  | 5 | [9 empty] | FALSE | KSWF | 2021-06-02 22:44 | 1 |  |  | Residential | Single-family detached |  |  | Central Hudson Gas and Electric |  | G - Hudson Valley
2381 | Home B in 12567 |  |  | Pine Plains | NY | 12567 |  |  |  |  | 11.52 | [9 empty] | FALSE | KSWF | 2021-06-02 22:44 | 1 |  |  | Residential | Single-family detached |  |  | Central Hudson Gas and Electric |  | F - Capital
2382 | Home E in 12571 |  |  | Red Hook | NY | 12571 |  |  |  |  | 5 | [9 empty] | FALSE | KSWF | 2021-06-02 22:44 | 1 |  |  | Residential | Single-family detached |  |  | Central Hudson Gas and Electric |  | F - Capital
2383 | Home B in 12444 |  |  | Jewett | NY | 12444 |  |  |  |  | 3.8 | [9 empty] | FALSE | KALB | 2021-06-02 22:44 | 1 |  |  | Residential | Single-family detached |  |  | Central Hudson Gas and Electric |  | G - Hudson Valley
2384 | Home B in 12525 |  |  | Gardiner | NY | 12525 |  |  |  |  | 15 | [9 empty] | FALSE | KSWF | 2021-06-02 22:44 | 1 |  |  | Residential | Single-family detached |  |  | Central Hudson Gas and Electric |  | G - Hudson Valley
2385 | Home H in 12477 |  |  | Saugerties | NY | 12477 |  |  |  |  | 5 | [9 empty] | FALSE | KSWF | 2021-06-02 22:44 | 1 |  |  | Residential | Single-family detached |  |  | Central Hudson Gas and Electric |  | G - Hudson Valley
2386 | Home E in 12498 |  |  | Woodstock | NY | 12498 |  |  |  |  | 5 | [9 empty] | FALSE | KSWF | 2021-06-02 22:44 | 1 |  |  | Residential | Single-family detached |  |  | Central Hudson Gas and Electric |  | G - Hudson Valley
2387 | Home A in 12147 |  |  | Rensselaer | NY | 12147 |  |  |  |  | 10 | [9 empty] | FALSE | KALB | 2021-06-02 22:44 | 1 |  |  | Residential | Single-family detached |  |  | Central Hudson Gas and Electric |  | F - Capital
2388 | Home D in 12414 |  |  | Catskill | NY | 12414 |  |  |  |  | 9 | [9 empty] | FALSE | KALB | 2021-06-02 22:44 | 1 |  |  | Residential | Single-family detached |  |  | Central Hudson Gas and Electric |  | G - Hudson Valley
2389 | Home B in 12601 |  |  | Poughkeepsie | NY | 12601 |  |  |  |  | 7.68 | [9 empty] | FALSE | KSWF | 2021-06-02 22:44 | 1 |  |  | Residential | Single-family detached |  |  | Central Hudson Gas and Electric |  | G - Hudson Valley
2390 | Home D in 12589 |  |  | Wallkill | NY | 12589 |  |  |  |  | 10 | [9 empty] | FALSE | KSWF | 2021-06-02 22:44 | 1 |  |  | Residential | Single-family detached |  |  | Central Hudson Gas and Electric |  | G - Hudson Valley
2391 | Home E in 10566 |  |  | Peekskill | NY | 10566 |  |  |  |  | 5 | [9 empty] | FALSE | KHPN | 2021-06-02 22:44 | 1 |  |  | Residential | Single-family detached |  |  | Consolidated Edison |  | I - Dunwoodie
2392 | Home C in 10502 |  |  | Ardsley | NY | 10502 |  |  |  |  | 15 | [9 empty] | FALSE | KHPN | 2021-06-02 22:44 | 1 |  |  | Residential | Single-family detached |  |  | Consolidated Edison |  | I - Dunwoodie
2393 | Home J in 10804 |  |  | New Rochelle | NY | 10804 |  |  |  |  | 9.8 | [9 empty] | FALSE | KHPN | 2021-06-02 22:44 | 1 |  |  | Residential | Single-family detached |  |  | Consolidated Edison |  | I - Dunwoodie
2394 | Home D in 10514 |  |  | Chappaqua | NY | 10514 |  |  |  |  | 10 | [9 empty] | FALSE | KHPN | 2021-06-02 22:44 | 1 |  |  | Residential | Single-family detached |  |  | Consolidated Edison |  | I - Dunwoodie
2395 | Home A in 10710 |  |  | Yonkers | NY | 10710 |  |  |  |  | 5 | [9 empty] | FALSE | KHPN | 2021-06-02 22:44 | 1 |  |  | Residential | Single-family detached |  |  | Consolidated Edison |  | I - Dunwoodie
2396 | Facility A in 10021 |  |  | New York | NY | 10021 |  |  |  |  | 125 | [9 empty] | FALSE | KLGA | 2021-06-02 22:44 | 1 |  |  | Residential | Single-family detached |  |  | Consolidated Edison |  | J - New York City
2397 | Home B in 10580 |  |  | Rye | NY | 10580 |  |  |  |  | 5 | [9 empty] | FALSE | KHPN | 2021-06-02 22:44 | 1 |  |  | Residential | Single-family detached |  |  | Consolidated Edison |  | I - Dunwoodie
2398 | Home G in 10510 |  |  | Briarcliff Manor | NY | 10510 |  |  |  |  | 6.7 | [9 empty] | FALSE | KHPN | 2021-06-02 22:44 | 1 |  |  | Residential | Single-family detached |  |  | Consolidated Edison |  | I - Dunwoodie
2399 | Home C in 10605 |  |  | White Plains | NY | 10605 |  |  |  |  | 15 | [9 empty] | FALSE | KHPN | 2021-06-02 22:44 | 1 |  |  | Residential | Single-family detached |  |  | Consolidated Edison |  | I - Dunwoodie
2400 | Home E in 10514 |  |  | Chappaqua | NY | 10514 |  |  |  |  | 7.7 | [9 empty] | FALSE | KHPN | 2021-06-02 22:44 | 1 |  |  | Residential | Single-family detached |  |  | Consolidated Edison |  | I - Dunwoodie
2401 | Home D in 10530 |  |  | Hartsdale | NY | 10530 |  |  |  |  | 5 | [9 empty] | FALSE | KHPN | 2021-06-02 22:44 | 1 |  |  | Residential | Single-family detached |  |  | Consolidated Edison |  | I - Dunwoodie
2402 | Home H in 10510 |  |  | Briarcliff Manor | NY | 10510 |  |  |  |  | 6.7 | [9 empty] | FALSE | KHPN | 2021-06-02 22:44 | 1 |  |  | Residential | Single-family detached |  |  | Consolidated Edison |  | I - Dunwoodie
2403 | Home A in 10303 |  |  | Staten Island | NY | 10303 |  |  |  |  | 7.68 | [9 empty] | FALSE | KEWR | 2021-06-02 22:44 | 1 |  |  | Residential | Single-family detached |  |  | Consolidated Edison |  | J - New York City
2404 | Home G in 10562 |  |  | Ossining | NY | 10562 |  |  |  |  | 20 | [9 empty] | FALSE | KHPN | 2021-06-02 22:44 | 1 |  |  | Residential | Single-family detached |  |  | Consolidated Edison |  | I - Dunwoodie
2405 | Home C in 10595 |  |  | Valhalla | NY | 10595 |  |  |  |  | 15 | [9 empty] | FALSE | KHPN | 2021-06-02 22:44 | 1 |  |  | Residential | Single-family detached |  |  | Consolidated Edison |  | I - Dunwoodie
2406 | Home D in 10567 |  |  | Cortlandt Manor | NY | 10567 |  |  |  |  | 4.3 | [9 empty] | FALSE | KHPN | 2021-06-02 22:44 | 1 |  |  | Residential | Single-family detached |  |  | Consolidated Edison |  | I - Dunwoodie
2407 | Home F in 10562 |  |  | Ossining | NY | 10562 |  |  |  |  | 15 | [9 empty] | FALSE | KHPN | 2021-06-02 22:44 | 1 |  |  | Residential | Single-family detached |  |  | Consolidated Edison |  | I - Dunwoodie
2408 | Facility A in 10464 |  |  | Bronx | NY | 10464 |  |  |  |  | 1000 | [9 empty] | FALSE | KLGA | 2021-06-02 22:44 | 1 |  |  | Residential | Single-family detached |  |  | Consolidated Edison |  | J - New York City
2409 | Home F in 10583 |  |  | Scarsdale | NY | 10583 |  |  |  |  | 10 | [9 empty] | FALSE | KHPN | 2021-06-02 22:44 | 1 |  |  | Residential | Single-family detached |  |  | Consolidated Edison |  | I - Dunwoodie
2410 | Facility A in 12309 |  |  | Niskayuna | NY | 12309 |  |  |  |  | 6711 | [9 empty] | FALSE | KALB | 2021-06-02 22:44 | 1 |  |  | Residential | Single-family detached |  |  | National Grid - Upstate NY (Niagara Mohawk) |  | F - Capital
2411 | Home B in 12804 |  |  | Queensbury | NY | 12804 |  |  |  |  | 5 | [9 empty] | FALSE | KRUT | 2021-06-02 22:44 | 1 |  |  | Residential | Single-family detached |  |  | National Grid - Upstate NY (Niagara Mohawk) |  | F - Capital
2412 | Home E in 12020 |  |  | Ballston Spa | NY | 12020 |  |  |  |  | 7.6 | [9 empty] | FALSE | KALB | 2021-06-02 22:44 | 1 |  |  | Residential | Single-family detached |  |  | National Grid - Upstate NY (Niagara Mohawk) |  | F - Capital
2413 | Home A in 12846 |  |  | Lake Luzerne | NY | 12846 |  |  |  |  | 10 | [9 empty] | FALSE | KALB | 2021-06-02 22:44 | 1 |  |  | Residential | Single-family detached |  |  | National Grid - Upstate NY (Niagara Mohawk) |  | F - Capital
2414 | Home A in 13363 |  |  | Lee Center | NY | 13363 |  |  |  |  | 10 | [9 empty] | FALSE | KSYR | 2021-06-02 22:44 | 1 |  |  | Residential | Single-family detached |  |  | National Grid - Upstate NY (Niagara Mohawk) |  | E - Mohawk Valley
2415 | Home B in 12816 |  |  | Cambridge | NY | 12816 |  |  |  |  | 20 | [9 empty] | FALSE | KALB | 2021-06-02 22:44 | 1 |  |  | Residential | Single-family detached |  |  | National Grid - Upstate NY (Niagara Mohawk) |  | F - Capital
2416 | Home A in 13158 |  |  | Truxton | NY | 13158 |  |  |  |  | 7 | [9 empty] | FALSE | KITH | 2021-06-02 22:44 | 1 |  |  | Residential | Single-family detached |  |  | National Grid - Upstate NY (Niagara Mohawk) |  | C - Central
2417 | Home A in 13438 |  |  | Remsen | NY | 13438 |  |  |  |  | 7.6 | [9 empty] | FALSE | KSYR | 2021-06-02 22:44 | 1 |  |  | Residential | Single-family detached |  |  | National Grid - Upstate NY (Niagara Mohawk) |  | E - Mohawk Valley
2418 | Facility A in 13069 |  |  | Fulton | NY | 13069 |  |  |  |  | 5000 | [9 empty] | FALSE | KSYR | 2021-06-02 22:44 | 1 |  |  | Residential | Single-family detached |  |  | National Grid - Upstate NY (Niagara Mohawk) |  | C - Central
2419 | Home B in 12203 |  |  | Albany | NY | 12203 |  |  |  |  | 0.99 | [9 empty] | FALSE | KALB | 2021-06-02 22:44 | 1 |  |  | Residential | Single-family detached |  |  | National Grid - Upstate NY (Niagara Mohawk) |  | F - Capital
2420 | Home A in 14895 |  |  | Wellsville | NY | 14895 |  |  |  |  | 7.6 | [9 empty] | FALSE | KBFD | 2021-06-02 22:44 | 1 |  |  | Residential | Single-family detached |  |  | National Grid - Upstate NY (Niagara Mohawk) |  | B - Genessee
2421 | Home B in 12846 |  |  | Lake Luzerne | NY | 12846 |  |  |  |  | 10 | [9 empty] | FALSE | KALB | 2021-06-02 22:44 | 1 |  |  | Residential | Single-family detached |  |  | National Grid - Upstate NY (Niagara Mohawk) |  | F - Capital
2422 | Home A in 14098 |  |  | Lyndonville | NY | 14098 |  |  |  |  | 3.8 | [9 empty] | FALSE | KBUF | 2021-06-02 22:44 | 1 |  |  | Residential | Single-family detached |  |  | National Grid - Upstate NY (Niagara Mohawk) |  | A - West
2423 | Home C in 12526 |  |  | Germantown | NY | 12526 |  |  |  |  | 7.6 | [9 empty] | FALSE | KALB | 2021-06-02 22:44 | 1 |  |  | Residential | Single-family detached |  |  | National Grid - Upstate NY (Niagara Mohawk) |  | F - Capital
2424 | Home A in 13104 |  |  | Manlius | NY | 13104 |  |  |  |  | 5 | [9 empty] | FALSE | KSYR | 2021-06-02 22:44 | 1 |  |  | Residential | Single-family detached |  |  | National Grid - Upstate NY (Niagara Mohawk) |  | E - Mohawk Valley
2425 | Facility A in 13032 |  |  | Canastota | NY | 13032 |  |  |  |  | 5000 | [9 empty] | FALSE | KSYR | 2021-06-02 22:44 | 1 |  |  | Residential | Single-family detached |  |  | National Grid - Upstate NY (Niagara Mohawk) |  | E - Mohawk Valley
2426 | Home F in 12866 |  |  | Saratoga Springs | NY | 12866 |  |  |  |  | 5 | [9 empty] | FALSE | KALB | 2021-06-02 22:44 | 1 |  |  | Residential | Single-family detached |  |  | National Grid - Upstate NY (Niagara Mohawk) |  | F - Capital
2427 | Facility B in 13032 |  |  | Canastota | NY | 13032 |  |  |  |  | 5000 | [9 empty] | FALSE | KSYR | 2021-06-02 22:44 | 1 |  |  | Residential | Single-family detached |  |  | National Grid - Upstate NY (Niagara Mohawk) |  | E - Mohawk Valley
2428 | Home A in 13343 |  |  | Glenfield | NY | 13343 |  |  |  |  | 16 | [9 empty] | FALSE | KART | 2021-06-02 22:44 | 1 |  |  | Residential | Single-family detached |  |  | National Grid - Upstate NY (Niagara Mohawk) |  | E - Mohawk Valley
2429 | Home A in 12833 |  |  | Greenfield Center | NY | 12833 |  |  |  |  | 15 | [9 empty] | FALSE | KALB | 2021-06-02 22:44 | 1 |  |  | Residential | Single-family detached |  |  | National Grid - Upstate NY (Niagara Mohawk) |  | F - Capital
2430 | Home A in 14435 |  |  | Conesus | NY | 14435 |  |  |  |  | 7 | [9 empty] | FALSE | KROC | 2021-06-02 22:44 | 1 |  |  | Residential | Single-family detached |  |  | National Grid - Upstate NY (Niagara Mohawk) |  | A - West
2431 | Home A in 12189 |  |  | Watervliet | NY | 12189 |  |  |  |  | 7.6 | [9 empty] | FALSE | KALB | 2021-06-02 22:44 | 1 |  |  | Residential | Single-family detached |  |  | National Grid - Upstate NY (Niagara Mohawk) |  | F - Capital
2432 | Home A in 13421 |  |  | Oneida | NY | 13421 |  |  |  |  | 5 | [9 empty] | FALSE | KSYR | 2021-06-02 22:44 | 1 |  |  | Residential | Single-family detached |  |  | National Grid - Upstate NY (Niagara Mohawk) |  | E - Mohawk Valley
2433 | Home D in 12526 |  |  | Germantown | NY | 12526 |  |  |  |  | 18.5 | [9 empty] | FALSE | KALB | 2021-06-02 22:44 | 1 |  |  | Residential | Single-family detached |  |  | National Grid - Upstate NY (Niagara Mohawk) |  | F - Capital
2434 | Home B in 12531 |  |  | Holmes | NY | 12531 |  |  |  |  | 5.8 | [9 empty] | FALSE | KSWF | 2021-06-02 22:44 | 1 |  |  | Residential | Single-family detached |  |  | New York State Electric and Gas |  | G - Hudson Valley
2435 | Home B in 14527 |  |  | Penn Yan | NY | 14527 |  |  |  |  | 10 | [9 empty] | FALSE | KELM | 2021-06-02 22:44 | 1 |  |  | Residential | Single-family detached |  |  | New York State Electric and Gas |  | C - Central
2436 | Home A in 12522 |  |  | Dover Plains | NY | 12522 |  |  |  |  | 11.6 | [9 empty] | FALSE | KSWF | 2021-06-02 22:44 | 1 |  |  | Residential | Single-family detached |  |  | New York State Electric and Gas |  | G - Hudson Valley
2437 | Home D in 10560 |  |  | North Salem | NY | 10560 |  |  |  |  | 11.6 | [9 empty] | FALSE | KHPN | 2021-06-02 22:44 | 1 |  |  | Residential | Single-family detached |  |  | New York State Electric and Gas |  | G - Hudson Valley
2438 | Home A in 12167 |  |  | Stamford | NY | 12167 |  |  |  |  | 8 | [9 empty] | FALSE | KALB | 2021-06-02 22:44 | 1 |  |  | Residential | Single-family detached |  |  | New York State Electric and Gas |  | E - Mohawk Valley
2439 | Home A in 13862 |  |  | Whitney Point | NY | 13862 |  |  |  |  | 5.8 | [9 empty] | FALSE | KBGM | 2021-06-02 22:44 | 1 |  |  | Residential | Single-family detached |  |  | New York State Electric and Gas |  | C - Central
2440 | Home A in 10507 |  |  | Bedford Hills | NY | 10507 |  |  |  |  | 5.8 | [9 empty] | FALSE | KHPN | 2021-06-02 22:44 | 1 |  |  | Residential | Single-family detached |  |  | New York State Electric and Gas |  | I - Dunwoodie
2441 | Home C in 10579 |  |  | Putnam Valley | NY | 10579 |  |  |  |  | 11.6 | [9 empty] | FALSE | KHPN | 2021-06-02 22:44 | 1 |  |  | Residential | Single-family detached |  |  | New York State Electric and Gas |  | G - Hudson Valley
2442 | Home B in 10541 |  |  | Mahopac | NY | 10541 |  |  |  |  | 11.6 | [9 empty] | FALSE | KHPN | 2021-06-02 22:44 | 1 |  |  | Residential | Single-family detached |  |  | New York State Electric and Gas |  | G - Hudson Valley
2443 | Home A in 13838 |  |  | Sidney | NY | 13838 |  |  |  |  | 11.6 | [9 empty] | FALSE | KBGM | 2021-06-02 22:44 | 1 |  |  | Residential | Single-family detached |  |  | New York State Electric and Gas |  | E - Mohawk Valley
2444 | Home J in 10598 |  |  | Yorktown Heights | NY | 10598 |  |  |  |  | 11.6 | [9 empty] | FALSE | KHPN | 2021-06-02 22:44 | 1 |  |  | Residential | Single-family detached |  |  | Consolidated Edison |  | I - Dunwoodie
2445 | Home B in 13838 |  |  | Sidney | NY | 13838 |  |  |  |  | 5.8 | [9 empty] | FALSE | KBGM | 2021-06-02 22:44 | 1 |  |  | Residential | Single-family detached |  |  | New York State Electric and Gas |  | E - Mohawk Valley
2446 | Home D in 10579 |  |  | Putnam Valley | NY | 10579 |  |  |  |  | 11.6 | [9 empty] | FALSE | KHPN | 2021-06-02 22:44 | 1 |  |  | Residential | Single-family detached |  |  | New York State Electric and Gas |  | G - Hudson Valley
2447 | Home A in 13332 |  |  | Earlville | NY | 13332 |  |  |  |  | 5.8 | [9 empty] | FALSE | KSYR | 2021-06-02 22:44 | 1 |  |  | Residential | Single-family detached |  |  | New York State Electric and Gas |  | E - Mohawk Valley
2448 | Home A in 14086 |  |  | Lancaster | NY | 14086 |  |  |  |  | 5.8 | [9 empty] | FALSE | KBUF | 2021-06-02 22:44 | 1 |  |  | Residential | Single-family detached |  |  | New York State Electric and Gas |  | A - West
2449 | Home B in 10960 |  |  | Upper Grandview | NY | 10960 |  |  |  |  | 20 | [9 empty] | FALSE | KHPN | 2021-06-02 22:44 | 1 |  |  | Residential | Single-family detached |  |  | Orange and Rockland Utilities |  | G - Hudson Valley
2450 | Home H in 10940 |  |  | Middletown | NY | 10940 |  |  |  |  | 3.9 | [9 empty] | FALSE | KSWF | 2021-06-02 22:44 | 1 |  |  | Residential | Single-family detached |  |  | Orange and Rockland Utilities |  | G - Hudson Valley
2451 | Home D in 10977 |  |  | Spring Valley | NY | 10977 |  |  |  |  | 2.64 | [9 empty] | FALSE | KTEB | 2021-06-02 22:44 | 1 |  |  | Residential | Single-family detached |  |  | Orange and Rockland Utilities |  | G - Hudson Valley
2452 | Home B in 10992 |  |  | Washingtonville | NY | 10992 |  |  |  |  | 3.8 | [9 empty] | FALSE | KSWF | 2021-06-02 22:44 | 1 |  |  | Residential | Single-family detached |  |  | Orange and Rockland Utilities |  | G - Hudson Valley
2453 | Home C in 10901 |  |  | Suffern | NY | 10901 |  |  |  |  | 5 | [9 empty] | FALSE | KTEB | 2021-06-02 22:44 | 1 |  |  | Residential | Single-family detached |  |  | Orange and Rockland Utilities |  | G - Hudson Valley
2454 | Home H in 10924 |  |  | Goshen | NY | 10924 |  |  |  |  | 25 | [9 empty] | FALSE | KSWF | 2021-06-02 22:44 | 1 |  |  | Residential | Single-family detached |  |  | Orange and Rockland Utilities |  | G - Hudson Valley
2455 | Home C in 12721 |  |  | Bloomingburg | NY | 12721 |  |  |  |  | 5 | [9 empty] | FALSE | KSWF | 2021-06-02 22:44 | 1 |  |  | Residential | Single-family detached |  |  | Orange and Rockland Utilities |  | G - Hudson Valley
2456 | Home C in 10992 |  |  | Washingtonville | NY | 10992 |  |  |  |  | 10 | [9 empty] | FALSE | KSWF | 2021-06-02 22:44 | 1 |  |  | Residential | Single-family detached |  |  | Orange and Rockland Utilities |  | G - Hudson Valley
2457 | Home E in 12721 |  |  | Port Jervis | NY | 12771 |  |  |  |  | 10 | [9 empty] | FALSE | KSWF | 2021-06-02 22:44 | 1 |  |  | Residential | Single-family detached |  |  | Orange and Rockland Utilities |  | G - Hudson Valley
2458 | Home I in 10940 |  |  | Middletown | NY | 10940 |  |  |  |  | 6.1 | [9 empty] | FALSE | KSWF | 2021-06-02 22:44 | 1 |  |  | Residential | Single-family detached |  |  | Orange and Rockland Utilities |  | G - Hudson Valley
2459 | Home D in 12721 |  |  | Bloomingburg | NY | 12721 |  |  |  |  | 5 | [9 empty] | FALSE | KSWF | 2021-06-02 22:44 | 1 |  |  | Residential | Single-family detached |  |  | Orange and Rockland Utilities |  | G - Hudson Valley
2460 | Home C in 10960 |  |  | Upper Nyack | NY | 10960 |  |  |  |  | 15 | [9 empty] | FALSE | KHPN | 2021-06-02 22:44 | 1 |  |  | Residential | Single-family detached |  |  | Orange and Rockland Utilities |  | G - Hudson Valley
2461 | Home F in 12721 |  |  | Port Jervis | NY | 12771 |  |  |  |  | 10 | [9 empty] | FALSE | KSWF | 2021-06-02 22:44 | 1 |  |  | Residential | Single-family detached |  |  | Orange and Rockland Utilities |  | G - Hudson Valley
2462 | Home A in 12746 |  |  | Huguenot | NY | 12746 |  |  |  |  | 3.2 | [9 empty] | FALSE | KSWF | 2021-06-02 22:44 | 1 |  |  | Residential | Single-family detached |  |  | Orange and Rockland Utilities |  | G - Hudson Valley
2463 | Home D in 10994 |  |  | West Nyack | NY | 10994 |  |  |  |  | 7.68 | [9 empty] | FALSE | KTEB | 2021-06-02 22:44 | 1 |  |  | Residential | Single-family detached |  |  | Orange and Rockland Utilities |  | G - Hudson Valley
2464 | Home O in 10956 |  |  | New City | NY | 10956 |  |  |  |  | 15 | [9 empty] | FALSE | KTEB | 2021-06-02 22:44 | 1 |  |  | Residential | Single-family detached |  |  | Orange and Rockland Utilities |  | G - Hudson Valley
2465 | Home B in 10989 |  |  | Valley Cottage | NY | 10989 |  |  |  |  | 7.7 | [9 empty] | FALSE | KHPN | 2021-06-02 22:44 | 1 |  |  | Residential | Single-family detached |  |  | Orange and Rockland Utilities |  | G - Hudson Valley
2466 | Home D in 10901 |  |  | Montebello | NY | 10901 |  |  |  |  | 5 | [9 empty] | FALSE | KTEB | 2021-06-02 22:44 | 1 |  |  | Residential | Single-family detached |  |  | Orange and Rockland Utilities |  | G - Hudson Valley
2467 | Home D in 10992 |  |  | Washingtonville | NY | 10992 |  |  |  |  | 12.5 | [9 empty] | FALSE | KSWF | 2021-06-02 22:44 | 1 |  |  | Residential | Single-family detached |  |  | Orange and Rockland Utilities |  | G - Hudson Valley
2468 | Home D in 10918 |  |  | Chester | NY | 10918 |  |  |  |  | 20 | [9 empty] | FALSE | KSWF | 2021-06-02 22:44 | 1 |  |  | Residential | Single-family detached |  |  | Orange and Rockland Utilities |  | G - Hudson Valley
2469 | Home C in 10965 |  |  | Pearl River | NY | 10965 |  |  |  |  | 10 | [9 empty] | FALSE | KTEB | 2021-06-02 22:44 | 1 |  |  | Residential | Single-family detached |  |  | Orange and Rockland Utilities |  | G - Hudson Valley
2470 | Owlville Creek Solar, LLC | 7338 Beebe Bridge Rd |  | Canastota | NY | 13032 |  |  | 6723.27 | 0 | 2500 | 10000 | 0 | 0 | 0 | 0 | 0 | 0 | 0 | 0 | FALSE | KSYR | 2021-06-09 15:14 | 1 |  |  | Offsite Resource | Solar Farm |  |  | National Grid - Upstate NY (Niagara Mohawk) |  | E - Mohawk Valley
2471 | Owlville Creek Solar 2, LLC | 4274 Perretta Drive |  | Canastota | NY | 13032 |  |  | 6493.5 | 0 | 2500 | 10000 | 0 | 0 | 0 | 0 | 0 | 0 | 0 | 0 | FALSE | KSYR | 2021-06-09 15:15 | 1 |  |  | Offsite Resource | Solar Farm |  |  | National Grid - Upstate NY (Niagara Mohawk) |  | E - Mohawk Valley
2472 | Citibank | 390 Greenwich St |  | New York | NY | 10013 |  |  | 6600 | 14152 | 0 | 0 | 0 | 0 | 0 | 0 | 0 | 0 | 0 | 0 | FALSE | KLGA | 2021-06-23 12:53 | 1 |  |  | Office | Bank or Other Financial Institution |  |  | Consolidated Edison |  | J - New York City
2473 | Lansing Renewables, LLC | 339 Jerry Smith Rd |  | Lansing | NY | 14882 |  |  | 6773.22 | 0 | 2500 | 10000 | 0 | 0 | 0 | 0 | 0 | 0 | 0 | 0 | FALSE | KITH | 2023-07-07 16:03 | 1 |  |  | Offsite Resource | Solar Farm |  |  | New York State Electric and Gas |  | C - Central
2474 | Hudson Yards Tower A and Podium | 15 Hudson Yards |  | New York | NY | 10001 |  |  | 13316 | 22284 | 0 | 0 | 0 | 0 | 0 | 0 | 0 | 0 | 0 | 0 | FALSE | KLGA | 2021-06-21 18:58 | 1 |  |  | Residential | Multifamily |  |  | Consolidated Edison | Consolidated Edison | J - New York City
2475 | Ace Natural | 249 E Sanford Blvd |  | Mount Vernon | NY | 10550 |  |  | 0 | 0 | 250 | 548 | 0 | 0 | 0 | 0 | 0 | 0 | 0 | 0 | FALSE | KLGA | 2021-07-01 03:55 | 1 |  |  | Warehouse and Storage | Refrigerated Warehouse |  |  | Consolidated Edison |  | H - Millwood
2476 | LGA Delta terminal | Ditmars Boulevard & 94th St |  | Queens | NY | 11371 |  |  | 0 | 0 | 0 | 0 | 0 | 0 | 0 | 0 | 0 | 0 | 0 | 0 | FALSE | KLGA | 2021-07-08 14:37 | 1 |  |  | Public Assembly | Transportation Terminal |  |  | Consolidated Edison | National Grid - NYC (Brooklyn Union) | J - New York City
2477 | City of Troy - Troy Landfill 3 Landfill Road - PV Systems | 3 Landfill Road |  | Troy | NY | 12180 |  |  | 2600 | 0 | 0 | 0 | 0 | 0 | 0 | 0 | 0 | 0 | 0 | 0 | FALSE | KALB | 2021-07-08 15:32 | 1 |  |  | Offsite Resource | Solar Farm |  |  | National Grid - Upstate NY (Niagara Mohawk) |  | F - Capital
2478 | Normandie Court | 225 E 95th St |  | New York | NY | 10128 |  |  | 250 | 0 | 0 | 0 | 0 | 0 | 0 | 0 | 0 | 0 | 0 | 0 | TRUE | KLGA | 2021-07-12 19:13 | 1 |  |  | Residential | Multifamily |  |  | Consolidated Edison | Consolidated Edison | J - New York City
2479 | Ameresco - 876 State Highway 29A | 876 NY-29A |  | Gloversville | NY | 12078 |  |  | 6906.9 | 0 | 0 | 0 | 0 | 0 | 0 | 0 | 0 | 0 | 0 | 0 | FALSE | KALB | 2021-07-13 15:12 | 1 |  |  | Offsite Resource | Solar Farm |  |  | National Grid - Upstate NY (Niagara Mohawk) |  | F - Capital
2480 | Borrego Solar Systems, Inc. - 1639 State Highway 29 - PV Systems | 1639 RT 29 |  | Gloversville | NY | 12078 |  |  | 9750.78 | 0 | 0 | 0 | 0 | 0 | 0 | 0 | 0 | 0 | 0 | 0 | FALSE | KALB | 2021-07-26 20:08 | 1 |  |  | Offsite Resource | Solar Farm |  |  | National Grid - Upstate NY (Niagara Mohawk) |  | F - Capital
2481 | Home Leasing - 5691 Walworth Ontario Rd - PV Systems | 5691 Walworth Rd |  | Ontario | NY | 14519 |  |  | 2220.66 | 0 | 0 | 0 | 0 | 0 | 0 | 0 | 0 | 0 | 0 | 0 | FALSE | KROC | 2021-07-26 20:08 | 1 |  |  | Offsite Resource | Solar Farm |  |  | Rochester Gas and Electric |  | B - Genessee
2482 | Avalon White Plains | 27 Barker Ave |  | White Plains | NY | 10601 |  |  | 0 | 0 | 144 | 288 | 0 | 0 | 0 | 0 | 0 | 0 | 0 | 0 | FALSE | KHPN | 2021-07-26 20:08 | 1 |  |  | Residential | Multifamily |  |  | Consolidated Edison |  | I - Dunwoodie
2483 | Rockland County Sewer District | 4 NY-340 |  | Orangeburg | NY | 10962 |  |  | 633 | 0 | 0 | 0 | 0 | 0 | 0 | 0 | 0 | 0 | 0 | 0 | FALSE | KHPN | 2021-08-06 19:17 | 1 |  |  | Utilities Water and Waste Management | Wastewater Treatment Plant |  |  | Orange and Rockland Utilities | Orange and Rockland Utilities | G - Hudson Valley
2484 | Black River Solar, LLC | 27529 State Route 3 |  | Watertown | NY | 13601 |  |  | 5595.59 | 0 | 0 | 0 | 0 | 0 | 0 | 0 | 0 | 0 | 0 | 0 | FALSE | KART | 2021-11-01 18:53 | 1 |  |  | Offsite Resource | Solar Farm |  |  | National Grid - Upstate NY (Niagara Mohawk) |  | E - Mohawk Valley
2486 | Delaware River Solar - 2497 Canoga Road | 2497 Canoga Rd |  | Seneca Falls | NY | 13148 |  |  | 7045.48 | 0 | 0 | 0 | 0 | 0 | 0 | 0 | 0 | 0 | 0 | 0 | FALSE | KITH | 2021-08-24 17:07 | 1 |  |  | Offsite Resource | Solar Farm |  |  | New York State Electric and Gas |  | C - Central
2487 | Borrego Solar Systems - 3232 West Main Street Rd | 3232 W Main Street Rd |  | Batavia | NY | 14020 |  |  | 5041.035 | 0 | 0 | 0 | 0 | 0 | 0 | 0 | 0 | 0 | 0 | 0 | FALSE | KBUF | 2021-08-25 18:02 | 1 |  |  | Offsite Resource | Solar Farm |  |  | National Grid - Upstate NY (Niagara Mohawk) |  | A - West
2488 | Borrego Solar Systems - 3104 West Main Street Rd | 3104 W Main Street Rd |  | Batavia | NY | 14020 |  |  | 4461.48 | 0 | 0 | 0 | 0 | 0 | 0 | 0 | 0 | 0 | 0 | 0 | FALSE | KBUF | 2021-08-26 11:53 | 1 |  |  | Offsite Resource | Solar Farm |  |  | National Grid - Upstate NY (Niagara Mohawk) |  | A - West
2489 | Borrego Solar Systems - 2131 State Route 40 | 2131 NY-40 |  | Greenwich | NY | 12834 |  |  | 7321.08 | 0 | 0 | 0 | 0 | 0 | 0 | 0 | 0 | 0 | 0 | 0 | FALSE | KALB | 2021-08-31 12:23 | 1 |  |  | Offsite Resource | Solar Farm |  |  | National Grid - Upstate NY (Niagara Mohawk) |  | F - Capital
2596 | Brooklyn United Methodist Church Home | 1485 Dumont Ave |  | Brooklyn | NY | 11208 |  |  | 375 | 2340 | 0 | 0 | 0 | 0 | 0 | 0 | 0 | 0 | 0 | 0 | TRUE | KJFK | 2021-10-14 19:07 | 1 |  |  | Lodging | Nursing Home, Assisted Living, or Other Residential Care |  |  | Consolidated Edison | National Grid - NYC (Brooklyn Union) | J - New York City
2597 | 273 Finchville Turnpike | 273 Finchville Turnpike |  | Otisville | NY | 10963 |  |  | 6814.13 | 0 | 1920 | 4360 | 0 | 0 | 0 | 0 | 0 | 0 | 0 | 0 | FALSE | KSWF | 2022-01-25 18:57 | 1 |  |  | Offsite Resource | Solar Farm |  |  | Orange and Rockland Utilities |  | G - Hudson Valley
2598 | Ballston Spa Schools | 210 Ballston Ave |  | Ballston Spa | NY | 12020 |  |  | 875 | 5460 | 0 | 0 | 0 | 0 | 0 | 0 | 0 | 0 | 0 | 0 | FALSE | KALB | 2021-09-16 19:38 | 1 |  |  | Education | High School |  |  | National Grid - Upstate NY (Niagara Mohawk) | National Grid - Upstate NY (Niagara Mohawk) | F - Capital
2599 | Norwich | State Route 12 #123 |  | Norwich | NY | 13815 |  |  | 7508.02 | 0 | 5000 | 15000 | 0 | 0 | 0 | 0 | 0 | 0 | 0 | 0 | FALSE | KBGM | 2021-11-23 19:33 | 1 |  |  | Offsite Resource | Solar Farm |  |  | New York State Electric and Gas | New York State Electric and Gas | E - Mohawk Valley
2600 | 2B Rotterdam Landfill | 4982 Pattersonville-Rynex Corners Rd |  | Pattersonville | NY | 12137 |  |  | 4498.2 | 0 | 3600 | 10000 | 0 | 0 | 0 | 0 | 0 | 0 | 0 | 0 | FALSE | SYR | 2021-12-01 04:22 | 1 |  |  | Utilities Water and Waste Management |  |  |  | National Grid - Upstate NY (Niagara Mohawk) |  | F - Capital
2601 | Saratoga Solar II, LLC | 434 Sodeman Rd |  | Middle Grove | NY | 12850 |  |  | 6486.48 | 0 | 0 | 0 | 0 | 0 | 0 | 0 | 0 | 0 | 0 | 0 | FALSE | KALB | 2021-10-14 17:21 | 1 |  |  | Offsite Resource | Solar Farm |  |  | National Grid - Upstate NY (Niagara Mohawk) |  | F - Capital
2602 | Home F in 12572 |  |  | Rhinebeck | NY | 12572 |  |  |  |  | 7.6 | [9 empty] | FALSE | KSWF | 2021-10-14 16:03 | 1 |  |  | Residential | Single-family detached |  |  | Central Hudson Gas and Electric |  | G - Hudson Valley
2603 | Home J in 12553 |  |  | New Windsor | NY | 12553 |  |  |  |  | 15 | [9 empty] | FALSE | KSWF | 2021-10-14 16:03 | 1 |  |  | Residential | Single-family detached |  |  | Central Hudson Gas and Electric |  | G - Hudson Valley
2604 | Home G in 12561 |  |  | New Paltz | NY | 12561 |  |  |  |  | 7.6 | [9 empty] | FALSE | KSWF | 2021-10-14 16:03 | 1 |  |  | Residential | Single-family detached |  |  | Central Hudson Gas and Electric |  | G - Hudson Valley
2605 | Home H in 12590 |  |  | Wappingers Falls | NY | 12590 |  |  |  |  | 5 | [9 empty] | FALSE | KSWF | 2021-10-14 16:03 | 1 |  |  | Residential | Single-family detached |  |  | Central Hudson Gas and Electric |  | G - Hudson Valley
2606 | Home H in 12561 |  |  | New Paltz | NY | 12561 |  |  |  |  | 22.8 | [9 empty] | FALSE | KSWF | 2021-10-14 16:03 | 1 |  |  | Residential | Single-family detached |  |  | Central Hudson Gas and Electric |  | G - Hudson Valley
2607 | Home I in 12561 |  |  | New Paltz | NY | 12561 |  |  |  |  | 5 | [9 empty] | FALSE | KSWF | 2021-10-14 16:03 | 1 |  |  | Residential | Single-family detached |  |  | Central Hudson Gas and Electric |  | G - Hudson Valley
2608 | Home F in 10524 |  |  | Garrison | NY | 10524 |  |  |  |  | 7.6 | [9 empty] | FALSE | KSWF | 2021-10-14 16:03 | 1 |  |  | Residential | Single-family detached |  |  | Central Hudson Gas and Electric |  | G - Hudson Valley
2609 | Home H in 12550 |  |  | Newburgh | NY | 12550 |  |  |  |  | 7.6 | [9 empty] | FALSE | KSWF | 2021-10-14 16:03 | 1 |  |  | Residential | Single-family detached |  |  | Central Hudson Gas and Electric |  | G - Hudson Valley
2610 | Facility B in 12550 |  |  | Newburgh | NY | 12550 |  |  |  |  | 210 | [9 empty] | FALSE | KSWF | 2021-10-14 16:03 | 1 | [6 empty] | Central Hudson Gas and Electric |  | G - Hudson Valley
2611 | Home I in 12590 |  |  | Wappingers Falls | NY | 12590 |  |  |  |  | 5 | [9 empty] | FALSE | KSWF | 2021-10-14 16:03 | 1 |  |  | Residential | Single-family detached |  |  | Central Hudson Gas and Electric |  | G - Hudson Valley
2612 | Home F in 10992 |  |  | Washingtonville | NY | 10992 |  |  |  |  | 10 | [9 empty] | FALSE | KSWF | 2021-10-14 16:03 | 1 |  |  | Residential | Single-family detached |  |  | Orange and Rockland Utilities |  | G - Hudson Valley
2613 | Home D in 12458 |  |  | Napanoch | NY | 12458 |  |  |  |  | 5 | [9 empty] | FALSE | KSWF | 2021-10-14 16:03 | 1 |  |  | Residential | Single-family detached |  |  | Central Hudson Gas and Electric |  | E - Mohawk Valley
2614 | Home G in 12572 |  |  | Rhinebeck | NY | 12572 |  |  |  |  | 5 | [9 empty] | FALSE | KSWF | 2021-10-14 16:03 | 1 |  |  | Residential | Single-family detached |  |  | Central Hudson Gas and Electric |  | G - Hudson Valley
2615 | Home J in 12477 |  |  | Saugerties | NY | 12477 |  |  |  |  | 7.68 | [9 empty] | FALSE | KSWF | 2021-10-14 16:03 | 1 |  |  | Residential | Single-family detached |  |  | Central Hudson Gas and Electric |  | G - Hudson Valley
2616 | Home I in 12477 |  |  | Saugerties | NY | 12477 |  |  |  |  | 5 | [9 empty] | FALSE | KSWF | 2021-10-14 16:03 | 1 |  |  | Residential | Single-family detached |  |  | Central Hudson Gas and Electric |  | G - Hudson Valley
2617 | Home E in 12461 |  |  | Olivebridge | NY | 12461 |  |  |  |  | 9 | [9 empty] | FALSE | KSWF | 2021-10-14 16:03 | 1 |  |  | Residential | Single-family detached |  |  | Central Hudson Gas and Electric |  | G - Hudson Valley
2618 | Home I in 12401 |  |  | Kingston | NY | 12401 |  |  |  |  | 15 | [9 empty] | FALSE | KSWF | 2021-10-14 16:03 | 1 |  |  | Residential | Single-family detached |  |  | Central Hudson Gas and Electric |  | G - Hudson Valley
2619 | Home F in 12498 |  |  | Woodstock | NY | 12498 |  |  |  |  | 10 | [9 empty] | FALSE | KSWF | 2021-10-14 16:03 | 1 |  |  | Residential | Single-family detached |  |  | Central Hudson Gas and Electric |  | G - Hudson Valley
2620 | Home C in 10706 |  |  | Hastings-on-Hudson | NY | 10706 |  |  |  |  | 10 | [9 empty] | FALSE | KHPN | 2021-10-14 16:03 | 1 |  |  | Residential | Single-family detached |  |  | Consolidated Edison |  | I - Dunwoodie
2621 | Home B in 10591 |  |  | Sleepy Hollow | NY | 10591 |  |  |  |  | 6.8 | [9 empty] | FALSE | KHPN | 2021-10-14 16:03 | 1 |  |  | Residential | Single-family detached |  |  | Consolidated Edison |  | I - Dunwoodie
2622 | Home D in 10580 |  |  | Rye | NY | 10580 |  |  |  |  | 5 | [9 empty] | FALSE | KHPN | 2021-10-14 16:03 | 1 |  |  | Residential | Single-family detached |  |  | Consolidated Edison |  | I - Dunwoodie
2623 | Home I in 10562 |  |  | Ossining | NY | 10562 |  |  |  |  | 5 | [9 empty] | FALSE | KHPN | 2021-10-14 16:03 | 1 |  |  | Residential | Single-family detached |  |  | Consolidated Edison |  | I - Dunwoodie
2624 | Home D in 10605 |  |  | White Plains | NY | 10605 |  |  |  |  | 7.6 | [9 empty] | FALSE | KHPN | 2021-10-14 16:03 | 1 |  |  | Residential | Single-family detached |  |  | Consolidated Edison |  | I - Dunwoodie
2625 | Home E in 10567 |  |  | Cortlandt | NY | 10567 |  |  |  |  | 5 | [9 empty] | FALSE | KHPN | 2021-10-14 16:03 | 1 |  |  | Residential | Single-family detached |  |  | Consolidated Edison |  | I - Dunwoodie
2626 | Home H in 10562 |  |  | Ossining | NY | 10562 |  |  |  |  | 3.4 | [9 empty] | FALSE | KHPN | 2021-10-14 16:03 | 1 |  |  | Residential | Single-family detached |  |  | Consolidated Edison |  | I - Dunwoodie
2627 | Home J in 10510 |  |  | Briarcliff Manor | NY | 10510 |  |  |  |  | 6.8 | [9 empty] | FALSE | KHPN | 2021-10-14 16:03 | 1 |  |  | Residential | Single-family detached |  |  | Consolidated Edison |  | I - Dunwoodie
2628 | Home C in 10580 |  |  | Rye | NY | 10580 |  |  |  |  | 6.7 | [9 empty] | FALSE | KHPN | 2021-10-14 16:03 | 1 |  |  | Residential | Single-family detached |  |  | Consolidated Edison |  | I - Dunwoodie
2629 | Home A in 10591 |  |  | Sleepy Hollow | NY | 10591 |  |  |  |  | 15 | [9 empty] | FALSE | KHPN | 2021-10-14 16:03 | 1 |  |  | Residential | Single-family detached |  |  | Consolidated Edison |  | I - Dunwoodie
2630 | Home A in 13323 |  |  | Clinton | NY | 13323 |  |  |  |  | 6.8 | [9 empty] | FALSE | KSYR | 2021-10-14 16:03 | 1 |  |  | Residential | Single-family detached |  |  | National Grid - Upstate NY (Niagara Mohawk) |  | E - Mohawk Valley
2631 | Home E in 12526 |  |  | Germantown | NY | 12526 |  |  |  |  | 10 | [9 empty] | FALSE | KALB | 2021-10-14 16:03 | 1 |  |  | Residential | Single-family detached |  |  | National Grid - Upstate NY (Niagara Mohawk) |  | F - Capital
2632 | Home D in 12831 |  |  | Gansevoort | NY | 12831 |  |  |  |  | 5 | [9 empty] | FALSE | KALB | 2021-10-14 16:03 | 1 |  |  | Residential | Single-family detached |  |  | National Grid - Upstate NY (Niagara Mohawk) |  | F - Capital
2633 | Home E in 12831 |  |  | Gansevoort | NY | 12831 |  |  |  |  | 7.6 | [9 empty] | FALSE | KALB | 2021-10-14 16:03 | 1 |  |  | Residential | Single-family detached |  |  | National Grid - Upstate NY (Niagara Mohawk) |  | F - Capital
2634 | Home B in 10505 |  |  | Baldwin Place | NY | 10505 |  |  |  |  | 9 | [9 empty] | FALSE | KHPN | 2021-10-14 16:03 | 1 |  |  | Residential | Single-family detached |  |  | New York State Electric and Gas |  | I - Dunwoodie
2635 | Home J in 12533 |  |  | Hopewell Junction | NY | 12533 |  |  |  |  | 11.6 | [9 empty] | FALSE | KSWF | 2021-10-14 16:03 | 1 |  |  | Residential | Single-family detached |  |  | Central Hudson Gas and Electric |  | G - Hudson Valley
2636 | Home A in 13901 |  |  | Binghamton | NY | 13901 |  |  |  |  | 5.8 | [9 empty] | FALSE | KBGM | 2021-10-14 16:03 | 1 |  |  | Residential | Single-family detached |  |  | New York State Electric and Gas |  | C - Central
2637 | Home B in 14843 |  |  | Hornell | NY | 14843 |  |  |  |  | 7.6 | [9 empty] | FALSE | KELM | 2021-10-14 16:03 | 1 |  |  | Residential | Single-family detached |  |  | New York State Electric and Gas |  | B - Genessee
2638 | Home K in 12533 |  |  | Hopewell Junction | NY | 12533 |  |  |  |  | 11.6 | [9 empty] | FALSE | KSWF | 2021-10-14 16:03 | 1 |  |  | Residential | Single-family detached |  |  | Central Hudson Gas and Electric |  | G - Hudson Valley
2639 | Home J in 10940 |  |  | Middletown | NY | 10940 |  |  |  |  | 3.8 | [9 empty] | FALSE | KSWF | 2021-10-14 16:03 | 1 |  |  | Residential | Single-family detached |  |  | Orange and Rockland Utilities |  | G - Hudson Valley
2640 | Home F in 10980 |  |  | Stony Point | NY | 10980 |  |  |  |  | 10 | [9 empty] | FALSE | KSWF | 2021-10-14 16:03 | 1 |  |  | Residential | Single-family detached |  |  | Orange and Rockland Utilities |  | G - Hudson Valley
2641 | Home E in 10992 |  |  | Washingtonville | NY | 10992 |  |  |  |  | 10 | [9 empty] | FALSE | KSWF | 2021-10-14 16:03 | 1 |  |  | Residential | Single-family detached |  |  | Orange and Rockland Utilities |  | G - Hudson Valley
2642 | Home G in 12721 |  |  | Port Jervis | NY | 12771 |  |  |  |  | 5 | [9 empty] | FALSE | KSWF | 2021-10-14 16:03 | 1 |  |  | Residential | Single-family detached |  |  | Orange and Rockland Utilities |  | G - Hudson Valley
2643 | Home K in 10940 |  |  | Middletown | NY | 10940 |  |  |  |  | 6.1 | [9 empty] | FALSE | KSWF | 2021-10-14 16:03 | 1 |  |  | Residential | Single-family detached |  |  | Orange and Rockland Utilities |  | G - Hudson Valley
2644 | Home L in 10940 |  |  | Middletown | NY | 10940 |  |  |  |  | 6 | [9 empty] | FALSE | KSWF | 2021-10-14 16:03 | 1 |  |  | Residential | Single-family detached |  |  | Orange and Rockland Utilities |  | G - Hudson Valley
2645 | Home I in 10924 |  |  | Goshen | NY | 10924 |  |  |  |  | 4.1 | [9 empty] | FALSE | KSWF | 2021-10-14 16:03 | 1 |  |  | Residential | Single-family detached |  |  | Orange and Rockland Utilities |  | G - Hudson Valley
2646 | Home J in 10990 |  |  | Warwick | NY | 10990 |  |  |  |  | 10 | [9 empty] | FALSE | KSWF | 2021-10-14 16:03 | 1 |  |  | Residential | Single-family detached |  |  | Orange and Rockland Utilities |  | G - Hudson Valley
2647 | Home E in 10977 |  |  | Spring Valley | NY | 10977 |  |  |  |  | 7.7 | [9 empty] | FALSE | KTEB | 2021-10-14 16:03 | 1 |  |  | Residential | Single-family detached |  |  | Orange and Rockland Utilities |  | G - Hudson Valley
2648 | Home C in 11946 |  |  | Hampton Bays | NY | 11946 |  |  |  |  | 10 | [9 empty] | FALSE | KISP | 2021-10-14 16:03 | 1 |  |  | Residential | Single-family detached |  |  | Long Island Power Authority (PSEG-LI) |  | K - Long Island
2649 | Home E in 11580 |  |  | Valley Stream | NY | 11580 |  |  |  |  | 10 | [9 empty] | FALSE | KJFK | 2021-10-14 16:03 | 1 |  |  | Residential | Single-family detached |  |  | Long Island Power Authority (PSEG-LI) |  | K - Long Island
2650 | Home F in 11801 |  |  | Hicksville | NY | 11801 |  |  |  |  | 5 | [9 empty] | FALSE | KLGA | 2021-10-14 16:03 | 1 |  |  | Residential | Single-family detached |  |  | Long Island Power Authority (PSEG-LI) |  | K - Long Island
2651 | Home I in 11756 |  |  | Levittown | NY | 11756 |  |  |  |  | 10 | [9 empty] | FALSE | KJFK | 2021-10-14 16:03 | 1 |  |  | Residential | Single-family detached |  |  | Long Island Power Authority (PSEG-LI) |  | K - Long Island
2652 | Home L in 11050 |  |  | Port Washington | NY | 11050 |  |  |  |  | 10 | [9 empty] | FALSE | KJFK | 2021-10-14 16:03 | 1 |  |  | Residential | Single-family detached |  |  | Long Island Power Authority (PSEG-LI) |  | K - Long Island
2653 | Home H in 11725 |  |  | Commack | NY | 11725 |  |  |  |  | 6.7 | [9 empty] | FALSE | KISP | 2021-10-14 16:03 | 1 |  |  | Residential | Single-family detached |  |  | Long Island Power Authority (PSEG-LI) |  | K - Long Island
2654 | Home K in 11787 |  |  | Smithtown | NY | 11787 |  |  |  |  | 5 | [9 empty] | FALSE | KISP | 2021-10-14 16:03 | 1 |  |  | Residential | Single-family detached |  |  | Long Island Power Authority (PSEG-LI) |  | K - Long Island
2655 | Home I in 11787 |  |  | Smithtown | NY | 11787 |  |  |  |  | 5 | [9 empty] | FALSE | KISP | 2021-10-14 16:03 | 1 |  |  | Residential | Single-family detached |  |  | Long Island Power Authority (PSEG-LI) |  | K - Long Island
2656 | Home C in 11518 |  |  | East Rockaway | NY | 11518 |  |  |  |  | 10 | [9 empty] | FALSE | KJFK | 2021-10-14 16:03 | 1 |  |  | Residential | Single-family detached |  |  | Long Island Power Authority (PSEG-LI) |  | K - Long Island
2657 | Home H in 11003 |  |  | Elmont | NY | 11003 |  |  |  |  | 5 | [9 empty] | FALSE | KJFK | 2021-10-14 16:03 | 1 |  |  | Residential | Single-family detached |  |  | Long Island Power Authority (PSEG-LI) |  | K - Long Island
2658 | Home I in 11590 |  |  | Westbury | NY | 11590 |  |  |  |  | 2.54 | [9 empty] | FALSE | KJFK | 2021-10-14 16:03 | 1 |  |  | Residential | Single-family detached |  |  | Long Island Power Authority (PSEG-LI) |  | K - Long Island
2659 | Home G in 11706 |  |  | Bay Shore | NY | 11706 |  |  |  |  | 15 | [9 empty] | FALSE | KISP | 2021-10-14 16:03 | 1 |  |  | Residential | Single-family detached |  |  | Long Island Power Authority (PSEG-LI) |  | K - Long Island
2660 | Home E in 11740 |  |  | Greenlawn | NY | 11740 |  |  |  |  | 5 | [9 empty] | FALSE | KISP | 2021-10-14 16:03 | 1 |  |  | Residential | Single-family detached |  |  | Long Island Power Authority (PSEG-LI) |  | K - Long Island
2661 | Home I in 11725 |  |  | Commack | NY | 11725 |  |  |  |  | 20 | [9 empty] | FALSE | KISP | 2021-10-14 16:03 | 1 |  |  | Residential | Single-family detached |  |  | Long Island Power Authority (PSEG-LI) |  | K - Long Island
2662 | Home Q in 11791 |  |  | Syosset | NY | 11791 |  |  |  |  | 10 | [9 empty] | FALSE | KJFK | 2021-10-14 16:03 | 1 |  |  | Residential | Single-family detached |  |  | Long Island Power Authority (PSEG-LI) |  | K - Long Island
2663 | Home L in 11561 |  |  | Long Beach | NY | 11561 |  |  |  |  | 10 | [9 empty] | FALSE | KJFK | 2021-10-14 16:03 | 1 |  |  | Residential | Single-family detached |  |  | Long Island Power Authority (PSEG-LI) |  | K - Long Island
2664 | Home J in 11050 |  |  | Port Washington | NY | 11050 |  |  |  |  | 10 | [9 empty] | FALSE | KJFK | 2021-10-14 16:03 | 1 |  |  | Residential | Single-family detached |  |  | Long Island Power Authority (PSEG-LI) |  | K - Long Island
2665 | Home E in 11790 |  |  | Stony Brook | NY | 11790 |  |  |  |  | 10 | [9 empty] | FALSE | KISP | 2021-10-14 16:03 | 1 |  |  | Residential | Single-family detached |  |  | Long Island Power Authority (PSEG-LI) |  | K - Long Island
2666 | Home R in 11791 |  |  | Syosset | NY | 11791 |  |  |  |  | 10 | [9 empty] | FALSE | KJFK | 2021-10-14 16:03 | 1 |  |  | Residential | Single-family detached |  |  | Long Island Power Authority (PSEG-LI) |  | K - Long Island
2667 | Home N in 11040 |  |  | New Hyde Park | NY | 11040 |  |  |  |  | 10 | [9 empty] | FALSE | KJFK | 2021-10-14 16:03 | 1 |  |  | Residential | Single-family detached |  |  | Long Island Power Authority (PSEG-LI) |  | K - Long Island
2668 | Home A in 11742 |  |  | Holtsville | NY | 11742 |  |  |  |  | 10 | [9 empty] | FALSE | KISP | 2021-10-14 16:03 | 1 |  |  | Residential | Single-family detached |  |  | Long Island Power Authority (PSEG-LI) |  | K - Long Island
2669 | Home D in 11704 |  |  | Babylon | NY | 11704 |  |  |  |  | 5 | [9 empty] | FALSE | KISP | 2021-10-14 16:03 | 1 |  |  | Residential | Single-family detached |  |  | Long Island Power Authority (PSEG-LI) |  | K - Long Island
2670 | Home B in 11727 |  |  | Coram | NY | 11727 |  |  |  |  | 5 | [9 empty] | FALSE | KISP | 2021-10-14 16:03 | 1 |  |  | Residential | Single-family detached |  |  | Long Island Power Authority (PSEG-LI) |  | K - Long Island
2671 | Home M in 11561 |  |  | Long Beach | NY | 11561 |  |  |  |  | 10 | [9 empty] | FALSE | KJFK | 2021-10-14 16:03 | 1 |  |  | Residential | Single-family detached |  |  | Long Island Power Authority (PSEG-LI) |  | K - Long Island
2672 | Home O in 11791 |  |  | Syosset | NY | 11791 |  |  |  |  | 6.7 | [9 empty] | FALSE | KJFK | 2021-10-14 16:03 | 1 |  |  | Residential | Single-family detached |  |  | Long Island Power Authority (PSEG-LI) |  | K - Long Island
2673 | Home D in 11023 |  |  | Great Neck | NY | 11023 |  |  |  |  | 15 | [9 empty] | FALSE | KJFK | 2021-10-14 16:03 | 1 |  |  | Residential | Single-family detached |  |  | Long Island Power Authority (PSEG-LI) |  | K - Long Island
2674 | Home K in 11050 |  |  | Port Washington | NY | 11050 |  |  |  |  | 10 | [9 empty] | FALSE | KJFK | 2021-10-14 16:03 | 1 |  |  | Residential | Single-family detached |  |  | Long Island Power Authority (PSEG-LI) |  | K - Long Island
2675 | Facility A in 11976 |  |  | Water Mill | NY | 11976 |  |  |  |  | 20 | [9 empty] | FALSE | KISP | 2021-10-14 16:03 | 1 |  |  | Residential | Single-family detached |  |  | Long Island Power Authority (PSEG-LI) |  | K - Long Island
2676 | Home D in 11518 |  |  | East Rockaway | NY | 11518 |  |  |  |  | 5 | [9 empty] | FALSE | KJFK | 2021-10-14 16:03 | 1 |  |  | Residential | Single-family detached |  |  | Long Island Power Authority (PSEG-LI) |  | K - Long Island
2677 | Home J in 11787 |  |  | Smithtown | NY | 11787 |  |  |  |  | 10 | [9 empty] | FALSE | KISP | 2021-10-14 16:03 | 1 |  |  | Residential | Single-family detached |  |  | Long Island Power Authority (PSEG-LI) |  | K - Long Island
2678 | Home E in 11552 |  |  | West Hempstead | NY | 11552 |  |  |  |  | 5 | [9 empty] | FALSE | KJFK | 2021-10-14 16:03 | 1 |  |  | Residential | Single-family detached |  |  | Long Island Power Authority (PSEG-LI) |  | K - Long Island
2679 | Home J in 11572 |  |  | Oceanside | NY | 11572 |  |  |  |  | 5 | [9 empty] | FALSE | KJFK | 2021-10-14 16:03 | 1 |  |  | Residential | Single-family detached |  |  | Long Island Power Authority (PSEG-LI) |  | K - Long Island
2680 | Home H in 11787 |  |  | Smithtown | NY | 11787 |  |  |  |  | 10 | [9 empty] | FALSE | KISP | 2021-10-14 16:03 | 1 |  |  | Residential | Single-family detached |  |  | Long Island Power Authority (PSEG-LI) |  | K - Long Island
2681 | Home F in 11954 |  |  | Montauk | NY | 11954 |  |  |  |  | 10 | [9 empty] | FALSE | KISP | 2021-10-14 16:03 | 1 |  |  | Residential | Single-family detached |  |  | Long Island Power Authority (PSEG-LI) |  | K - Long Island
2682 | Home N in 11050 |  |  | Port Washington | NY | 11050 |  |  |  |  | 10 | [9 empty] | FALSE | KJFK | 2021-10-14 16:03 | 1 |  |  | Residential | Single-family detached |  |  | Long Island Power Authority (PSEG-LI) |  | K - Long Island
2683 | Home L in 11746 |  |  | Dix Hills | NY | 11746 |  |  |  |  | 10 | [9 empty] | FALSE | KISP | 2021-10-14 16:03 | 1 |  |  | Residential | Single-family detached |  |  | Long Island Power Authority (PSEG-LI) |  | K - Long Island
2684 | Home J in 11590 |  |  | Westbury | NY | 11590 |  |  |  |  | 5 | [9 empty] | FALSE | KJFK | 2021-10-14 16:03 | 1 |  |  | Residential | Single-family detached |  |  | Long Island Power Authority (PSEG-LI) |  | K - Long Island
2685 | Home S in 11791 |  |  | Syosset | NY | 11791 |  |  |  |  | 10 | [9 empty] | FALSE | KJFK | 2021-10-14 16:03 | 1 |  |  | Residential | Single-family detached |  |  | Long Island Power Authority (PSEG-LI) |  | K - Long Island
2686 | Home M in 11050 |  |  | Port Washington | NY | 11050 |  |  |  |  | 5 | [9 empty] | FALSE | KJFK | 2021-10-14 16:03 | 1 |  |  | Residential | Single-family detached |  |  | Long Island Power Authority (PSEG-LI) |  | K - Long Island
2687 | Home K in 11590 |  |  | Westbury | NY | 11590 |  |  |  |  | 5 | [9 empty] | FALSE | KJFK | 2021-10-14 16:03 | 1 |  |  | Residential | Single-family detached |  |  | Long Island Power Authority (PSEG-LI) |  | K - Long Island
2688 | Home K in 11743 |  |  | Huntington | NY | 11743 |  |  |  |  | 10 | [9 empty] | FALSE | KISP | 2021-10-14 16:03 | 1 |  |  | Residential | Single-family detached |  |  | Long Island Power Authority (PSEG-LI) |  | K - Long Island
2689 | Home K in 11566 |  |  | Merrick | NY | 11566 |  |  |  |  | 6.7 | [9 empty] | FALSE | KJFK | 2021-10-14 16:03 | 1 |  |  | Residential | Single-family detached |  |  | Long Island Power Authority (PSEG-LI) |  | K - Long Island
2690 | Home E in 11704 |  |  | Babylon | NY | 11704 |  |  |  |  | 20 | [9 empty] | FALSE | KISP | 2021-10-14 16:03 | 1 |  |  | Residential | Single-family detached |  |  | Long Island Power Authority (PSEG-LI) |  | K - Long Island
2691 | Home E in 11738 |  |  | Farmingville | NY | 11738 |  |  |  |  | 5 | [9 empty] | FALSE | KISP | 2021-10-14 16:03 | 1 |  |  | Residential | Single-family detached |  |  | Long Island Power Authority (PSEG-LI) |  | K - Long Island
2692 | Home E in 11793 |  |  | Wantagh | NY | 11793 |  |  |  |  | 5 | [9 empty] | FALSE | KJFK | 2021-10-14 16:03 | 1 |  |  | Residential | Single-family detached |  |  | Long Island Power Authority (PSEG-LI) |  | K - Long Island
2693 | Home E in 11706 |  |  | Bay Shore | NY | 11706 |  |  |  |  | 5 | [9 empty] | FALSE | KISP | 2021-10-14 16:03 | 1 |  |  | Residential | Single-family detached |  |  | Long Island Power Authority (PSEG-LI) |  | K - Long Island
2694 | Home C in 11767 |  |  | Nesconset | NY | 11767 |  |  |  |  | 8.6 | [9 empty] | FALSE | KISP | 2021-10-14 16:03 | 1 |  |  | Residential | Single-family detached |  |  | Long Island Power Authority (PSEG-LI) |  | K - Long Island
2695 | Home N in 11791 |  |  | Syosset | NY | 11791 |  |  |  |  | 10 | [9 empty] | FALSE | KJFK | 2021-10-14 16:03 | 1 |  |  | Residential | Single-family detached |  |  | Long Island Power Authority (PSEG-LI) |  | K - Long Island
2696 | Home L in 11566 |  |  | Merrick | NY | 11566 |  |  |  |  | 5 | [9 empty] | FALSE | KJFK | 2021-10-14 16:03 | 1 |  |  | Residential | Single-family detached |  |  | Long Island Power Authority (PSEG-LI) |  | K - Long Island
2697 | Home E in 11779 |  |  | Ronkonkoma | NY | 11779 |  |  |  |  | 5 | [9 empty] | FALSE | KISP | 2021-10-14 16:03 | 1 |  |  | Residential | Single-family detached |  |  | Long Island Power Authority (PSEG-LI) |  | K - Long Island
2698 | Home I in 11768 |  |  | Northport | NY | 11768 |  |  |  |  | 10 | [9 empty] | FALSE | KISP | 2021-10-14 16:03 | 1 |  |  | Residential | Single-family detached |  |  | Long Island Power Authority (PSEG-LI) |  | K - Long Island
2699 | Home C in 11798 |  |  | Wyandanch | NY | 11798 |  |  |  |  | 5 | [9 empty] | FALSE | KISP | 2021-10-14 16:03 | 1 |  |  | Residential | Single-family detached |  |  | Long Island Power Authority (PSEG-LI) |  | K - Long Island
2700 | Home C in 11763 |  |  | Medford | NY | 11763 |  |  |  |  | 5 | [9 empty] | FALSE | KISP | 2021-10-14 16:03 | 1 |  |  | Residential | Single-family detached |  |  | Long Island Power Authority (PSEG-LI) |  | K - Long Island
2701 | Home C in 11780 |  |  | Saint James | NY | 11780 |  |  |  |  | 6.7 | [9 empty] | FALSE | KISP | 2021-10-14 16:03 | 1 |  |  | Residential | Single-family detached |  |  | Long Island Power Authority (PSEG-LI) |  | K - Long Island
2702 | Home I in 11758 |  |  | Massapequa | NY | 11758 |  |  |  |  | 10 | [9 empty] | FALSE | KJFK | 2021-10-14 16:03 | 1 |  |  | Residential | Single-family detached |  |  | Long Island Power Authority (PSEG-LI) |  | K - Long Island
2703 | Home P in 11791 |  |  | Syosset | NY | 11791 |  |  |  |  | 7.6 | [9 empty] | FALSE | KJFK | 2021-10-14 16:03 | 1 |  |  | Residential | Single-family detached |  |  | Long Island Power Authority (PSEG-LI) |  | K - Long Island
2704 | Home L in 11590 |  |  | Westbury | NY | 11590 |  |  |  |  | 5 | [9 empty] | FALSE | KJFK | 2021-10-14 16:03 | 1 |  |  | Residential | Single-family detached |  |  | Long Island Power Authority (PSEG-LI) |  | K - Long Island
2705 | Home N in 11561 |  |  | Long Beach | NY | 11561 |  |  |  |  | 6.7 | [9 empty] | FALSE | KJFK | 2021-10-14 16:03 | 1 |  |  | Residential | Single-family detached |  |  | Long Island Power Authority (PSEG-LI) |  | K - Long Island
2706 | Home I in 11554 |  |  | East Meadow | NY | 11554 |  |  |  |  | 5 | [9 empty] | FALSE | KJFK | 2021-10-14 16:03 | 1 |  |  | Residential | Single-family detached |  |  | Long Island Power Authority (PSEG-LI) |  | K - Long Island
2707 | Home F in 11706 |  |  | Bay Shore | NY | 11706 |  |  |  |  | 5 | [9 empty] | FALSE | KISP | 2021-10-14 16:03 | 1 |  |  | Residential | Single-family detached |  |  | Long Island Power Authority (PSEG-LI) |  | K - Long Island
2708 | Club Fit - Briarcliff Manor | 584 N State Rd |  | Briarcliff Manor | NY | 10510 |  |  | 0 | 0 | 406 | 1624 | 0 | 0 | 0 | 0 | 0 | 0 | 0 | 0 | FALSE | KHPN | 2022-08-24 17:01 | 1 |  |  | Public Assembly | Recreation |  |  | Consolidated Edison |  | I - Dunwoodie
2709 | Minisink Solar LLC - 47 Cranston Rd - PV System | 53 Cranston Rd |  | Westtown | NY | 10998 |  |  | 1404 | 0 | 0 | 0 | 0 | 0 | 0 | 0 | 0 | 0 | 0 | 0 | FALSE | KPOU | 2022-08-24 17:02 | 1 |  |  | Offsite Resource | Solar Farm |  |  | Orange and Rockland Utilities |  | G - Hudson Valley
2710 | Solitude Solar LLC d/b/a US Light Energy | 5047 East Rd |  | Turin | NY | 13473 |  |  | 3403.4 | 0 | 0 | 0 | 0 | 0 | 0 | 0 | 0 | 0 | 0 | 0 | FALSE | KSYR | 2022-08-24 17:02 | 1 |  |  | Offsite Resource | Solar Farm |  |  | National Grid - Upstate NY (Niagara Mohawk) |  | E - Mohawk Valley
2711 | Lenox Renewables LLC - 7837 North Main Street - PV Systems | 7846 North Main Street |  | Canastota | NY | 13032 |  |  | 4184.18 | 0 | 0 | 0 | 0 | 0 | 0 | 0 | 0 | 0 | 0 | 0 | FALSE | KSYR | 2022-08-24 17:02 | 1 |  |  | Offsite Resource | Solar Farm |  |  | National Grid - Upstate NY (Niagara Mohawk) |  | E - Mohawk Valley
2712 | SUNY Fredonia - 280 Central Ave | 280 Central Ave |  | Fredonia | NY | 14063 |  |  | 1424.8 | 0 | 0 | 0 | 0 | 0 | 0 | 0 | 0 | 0 | 0 | 0 | FALSE | KBUF | 2022-08-24 17:02 | 1 |  |  | Education | College or University |  |  | National Grid - Upstate NY (Niagara Mohawk) |  | A - West
2713 | Barclays Center | 620 Atlantic Ave |  | Brooklyn | NY | 11217 |  |  | 0 | 0 | 750 | 2500 | 0 | 0 | 0 | 0 | 0 | 0 | 0 | 0 | FALSE | KLGA | 2022-08-24 17:03 | 1 |  |  | Public Assembly | Recreation |  |  | Consolidated Edison |  | J - New York City
2714 | S Centerville Rd | 87-95 S Centerville Rd |  | Middletown | NY | 10940 |  |  | 3247.695 | 0 | 1560 | 6240 | 0 | 0 | 0 | 0 | 0 | 0 | 0 | 0 | FALSE | KSWF | 2021-11-23 19:58 | 1 |  |  | Offsite Resource | Solar Farm |  |  | Orange and Rockland Utilities |  | G - Hudson Valley
2715 | Sangolqui Solar, LLC - Route 318 - PV Systems | 2762 Route NY 318 |  | Seneca Falls | NY | 13148 |  |  | 2906.8 | 0 | 0 | 0 | 0 | 0 | 0 | 0 | 0 | 0 | 0 | 0 | FALSE | KITH | 2021-12-01 04:42 | 1 |  |  | Offsite Resource | Solar Farm |  |  | New York State Electric and Gas |  | C - Central
2716 | Orphan Farm NYS P - Orphan Farm Road - PV Systems | 100 Orphan Farm Rd |  | Copake Falls | NY | 12517 |  |  | 1247.22 | 0 | 0 | 0 | 0 | 0 | 0 | 0 | 0 | 0 | 0 | 0 | FALSE | KPOU | 2021-12-01 04:59 | 1 |  |  | Public Assembly | Recreation |  |  | New York State Electric and Gas |  | F - Capital
2717 | Donati Solar, LLC | 1651 Gravel Road |  | Seneca Falls | NY | 13148 |  |  | 2953.92 | 0 | 0 | 0 | 0 | 0 | 0 | 0 | 0 | 0 | 0 | 0 | FALSE | KITH | 2021-12-01 21:03 | 1 |  |  | Offsite Resource | Solar Farm |  |  | New York State Electric and Gas |  | C - Central
2718 | ELP Ghent Solar LLC - 1023 Route 66 - PV Systems | 1023 Union Turnpike Road |  | Ghent | NY | 12075 |  |  | 4312.17 | 0 | 0 | 0 | 0 | 0 | 0 | 0 | 0 | 0 | 0 | 0 | FALSE | KALB | 2021-12-30 21:53 | 1 |  |  | Offsite Resource | Solar Farm |  |  | New York State Electric and Gas |  | F - Capital
2719 | ELP Myer Solar LLC - 18 Warren Myer Road - PV Systems | 18 Warren Myer Road |  | Saugerties | NY | 12477 |  |  | 2999.1 | 0 | 0 | 0 | 0 | 0 | 0 | 0 | 0 | 0 | 0 | 0 | FALSE | KPOU | 2021-12-30 21:53 | 1 |  |  | Offsite Resource | Solar Farm |  |  | Central Hudson Gas and Electric |  | G - Hudson Valley
2720 | Greenhaven Correctional Facility | 594 NY-216 |  | Stormville | NY | 12582 |  |  | 4989.6 | 0 | 0 | 0 | 0 | 0 | 0 | 0 | 0 | 0 | 0 | 0 | FALSE | KPOU | 2021-12-10 17:00 | 1 |  |  | Public Order and Safety | Jail, Reformatory, or Penitentiary |  |  | New York State Electric and Gas |  | G - Hudson Valley
2721 | Eastern Correctional Facility | 10 Institution Road |  | Napanoch | NY | 12458 |  |  | 7003.53 | 0 | 0 | 0 | 0 | 0 | 0 | 0 | 0 | 0 | 0 | 0 | FALSE | KPOU | 2021-12-10 17:02 | 1 |  |  | Public Order and Safety | Jail, Reformatory, or Penitentiary |  |  | Central Hudson Gas and Electric |  | G - Hudson Valley
2722 | Delaware River Solar, LLC - Wildflower Way | 7440 Wildflower Way |  | Bath | NY | 14810 |  |  | 6998.8 | 0 | 0 | 0 | 0 | 0 | 0 | 0 | 0 | 0 | 0 | 0 | FALSE | KITH | 2021-12-10 18:37 | 1 |  |  | Offsite Resource | Solar Farm |  |  | New York State Electric and Gas |  | C - Central
2723 | NY Plattsburgh I, LLC - 6106 Route 22 - PV Systems | 6106 Route 22 |  | Plattsburgh | NY | 12901 |  |  | 5030.1 | 0 | 0 | 0 | 0 | 0 | 0 | 0 | 0 | 0 | 0 | 0 | FALSE | KPBG | 2021-12-30 21:55 | 1 |  |  | Offsite Resource | Solar Farm |  |  | New York State Electric and Gas |  | D - North
2724 | 237 State Route 96, LLC - 237 State Route 96 - PV Systems | 237 State Route 96 |  | Tioga | NY | 13827 |  |  | 13185.6 | 0 | 0 | 0 | 0 | 0 | 0 | 0 | 0 | 0 | 0 | 0 | FALSE | KELM | 2021-12-30 21:55 | 1 |  |  | Offsite Resource | Solar Farm |  |  | New York State Electric and Gas |  | C - Central
2725 | ELP Stanford Solar LLC - 6060 Route 82 - PV Systems | 6060 Route 82 |  | Stanfordville | NY | 12581 |  |  | 7497.45 | 0 | 0 | 0 | 0 | 0 | 0 | 0 | 0 | 0 | 0 | 0 | FALSE | KPOU | 2021-12-30 21:55 | 1 |  |  | Offsite Resource | Solar Farm |  |  | Central Hudson Gas and Electric |  | G - Hudson Valley
2726 | 22 South West | 22 S West St |  | Mt Vernon | NY | 10550 |  |  | 125 | 780 | 0 | 0 | 0 | 0 | 0 | 0 | 0 | 0 | 0 | 0 | TRUE | KLGA | 2021-12-20 13:24 | 1 |  |  | Residential | Multifamily |  |  | Consolidated Edison | Consolidated Edison | J - New York City | FALSE
2727 | 3333 Broadway | 3333 Broadway |  | New York | NY | 10031 |  |  | 500 | 3065 | 0 | 0 | 0 | 0 | 0 | 0 | 0 | 0 | 0 | 0 | TRUE | KLGA | 2021-12-17 13:38 | 1 |  |  | Residential | Multifamily |  |  | Consolidated Edison | Consolidated Edison | J - New York City
2728 | The Goldman Sachs Group - 629 Columbia Street Colonie | 629 Columbia St Ext |  | Cohoes | NY | 12047 |  |  | 1305 | 0 | 0 | 0 | 0 | 0 | 0 | 0 | 0 | 0 | 0 | 0 | FALSE | KALB | 2021-12-15 16:40 | 1 |  |  | Office | Bank or Other Financial Institution |  |  | National Grid - Upstate NY (Niagara Mohawk) |  | F - Capital
2729 | Amalgamated Housing Cooperative | 98 Van Cortlandt Park S |  | Bronx | NY | 10463 |  |  | 152 | 715.751 | 0 | 0 | 0 | 0 | 0 | 0 | 0 | 0 | 0 | 0 | FALSE | KLGA | 2021-12-22 13:14 | 1 |  |  | Residential | Multifamily |  |  | Consolidated Edison | Consolidated Edison | J - New York City
2730 | Matrix Solar OC Newburgh Route 17 K, LLC - 108 NY17K - PV Systems | 108 NY-17K |  | Newburgh | NY | 12550 |  |  | 5837.695 | 0 | 0 | 0 | 0 | 0 | 0 | 0 | 0 | 0 | 0 | 0 | FALSE | KSWF | 2022-04-18 18:12 | 1 |  |  | Warehouse and Storage | Non-refrigerated Warehouse |  |  | Central Hudson Gas and Electric |  | G - Hudson Valley
2731 | Borrego Solar Systems, Inc. - 4352 Williams Rd - PV Systems | 4352 Williams Road |  | Ransomville | NY | 14131 |  |  | 5860.4 | 0 | 0 | 0 | 0 | 0 | 0 | 0 | 0 | 0 | 0 | 0 | FALSE | KPOU | 2021-12-30 15:56 | 1 |  |  | Offsite Resource | Solar Farm |  |  | National Grid - Upstate NY (Niagara Mohawk) |  | A - West
2732 | NY Dix 1 LLC - 2627 County Road 16 - PV Systems | 2627 Montour-Townsend Rd |  | Watkins Glen | NY | 14891 |  |  | 5122.44 | 0 | 0 | 0 | 0 | 0 | 0 | 0 | 0 | 0 | 0 | 0 | FALSE | KITH | 2021-12-30 18:31 | 1 |  |  | Offsite Resource | Solar Farm |  |  | New York State Electric and Gas |  | C - Central
2733 | Washingtonville Solar LLC - 19 South Street | 19 South St |  | Washingtonville | NY | 10992 |  |  | 2800.44 | 0 | 0 | 0 | 0 | 0 | 0 | 0 | 0 | 0 | 0 | 0 | FALSE | KSWF | 2021-12-30 19:35 | 1 |  |  | Offsite Resource | Solar Farm |  |  | Orange and Rockland Utilities |  | G - Hudson Valley
2734 | Slate Hill Solar LLC - 28 County Rte 22 | 28 County Rd 22 |  | Johnson | NY | 10933 |  |  | 2800.44 | 0 | 0 | 0 | 0 | 0 | 0 | 0 | 0 | 0 | 0 | 0 | FALSE | KSWF | 2021-12-30 19:49 | 1 |  |  | Offsite Resource | Solar Farm |  |  | Orange and Rockland Utilities |  | G - Hudson Valley
2735 | Delaware River Solar, LLC NY 70 | 1402-1564 NY 70 |  | Portage | NY | 14846 |  |  | 6905.1 | 0 | 0 | 0 | 0 | 0 | 0 | 0 | 0 | 0 | 0 | 0 | FALSE | KBUF | 2021-12-30 20:44 | 1 |  |  | Offsite Resource | Solar Farm |  |  | Rochester Gas and Electric |  | B - Genessee
2736 | Home A in 14519 |  |  | Ontario | NY | 14519 |  |  |  |  | 9 | [9 empty] | FALSE | KROC | 2022-01-01 04:05 | 1 |  |  | Residential | Single-family detached |  |  | Rochester Gas and Electric |  | B - Genessee
2737 | Home A in 12430 |  |  | Fleischmanns | NY | 12430 |  |  |  |  | 6.4 | [9 empty] | FALSE | KSWF | 2022-01-01 04:05 | 1 |  |  | Residential | Single-family detached |  |  | New York State Electric and Gas |  | E - Mohawk Valley
2738 | Home A in 13078 |  |  | Jamesville | NY | 13078 |  |  |  |  | 10 | [9 empty] | FALSE | KSYR | 2022-01-01 04:05 | 1 |  |  | Residential | Single-family detached |  |  | National Grid - Upstate NY (Niagara Mohawk) |  | C - Central
2739 | Home A in 12809 |  |  | Argyle | NY | 12809 |  |  |  |  | 7.6 | [9 empty] | FALSE | KRUT | 2022-01-01 04:05 | 1 |  |  | Residential | Single-family detached |  |  | National Grid - Upstate NY (Niagara Mohawk) |  | F - Capital
2740 | Home F in 12831 |  |  | Gansevoort | NY | 12831 |  |  |  |  | 7.6 | [9 empty] | FALSE | KALB | 2022-01-01 04:05 | 1 |  |  | Residential | Single-family detached |  |  | National Grid - Upstate NY (Niagara Mohawk) |  | F - Capital
2741 | Home A in 12878 |  |  | Stony Creek | NY | 12878 |  |  |  |  | 7.6 | [9 empty] | FALSE | KALB | 2022-01-01 04:05 | 1 |  |  | Residential | Single-family detached |  |  | National Grid - Upstate NY (Niagara Mohawk) |  | F - Capital
2742 | Home A in 14072 |  |  | Grand Island | NY | 14072 |  |  |  |  | 7.6 | [9 empty] | FALSE | KIAG | 2022-01-01 04:05 | 1 |  |  | Residential | Single-family detached |  |  | National Grid - Upstate NY (Niagara Mohawk) |  | A - West
2743 | Home A in 14741 |  |  | Great Valley | NY | 14741 |  |  |  |  | 7.6 | [9 empty] | FALSE | KBFD | 2022-01-01 04:05 | 1 |  |  | Residential | Single-family detached |  |  | National Grid - Upstate NY (Niagara Mohawk) |  | A - West
2744 | Home A in 14127 |  |  | Orchard Park | NY | 14127 |  |  |  |  | 11.4 | [9 empty] | FALSE | KBUF | 2022-01-01 04:05 | 1 |  |  | Residential | Single-family detached |  |  | National Grid - Upstate NY (Niagara Mohawk) |  | A - West
2745 | Home A in 14737 |  |  | Franklinville | NY | 14737 |  |  |  |  | 7.6 | [9 empty] | FALSE | KJHW | 2022-01-01 04:05 | 1 |  |  | Residential | Single-family detached |  |  | National Grid - Upstate NY (Niagara Mohawk) |  | B - Genessee
2746 | Facility B in 13041 |  |  | Clay | NY | 13041 |  |  |  |  | 5000 | [9 empty] | FALSE | KSYR | 2022-01-01 04:05 | 1 | [6 empty] | National Grid - Upstate NY (Niagara Mohawk) |  | C - Central
2747 | Facility A in 13045 |  |  | Cortland | NY | 13045 |  |  |  |  | 5000 | [9 empty] | FALSE | KITH | 2022-01-01 04:05 | 1 | [6 empty] | National Grid - Upstate NY (Niagara Mohawk) |  | C - Central
2748 | Facility A in 13142 |  |  | Pulaski | NY | 13142 |  |  |  |  | 2000 | [9 empty] | FALSE | KSYR | 2022-01-01 04:05 | 1 | [6 empty] | National Grid - Upstate NY (Niagara Mohawk) |  | C - Central
2749 | Home A in 13790 |  |  | Johnson City | NY | 13790 |  |  |  |  | 5.8 | [9 empty] | FALSE | KBGM | 2022-01-01 04:05 | 1 |  |  | Residential | Single-family detached |  |  | New York State Electric and Gas |  | C - Central
2750 | Home B in 14867 |  |  | Newfield | NY | 14867 |  |  |  |  | 5.8 | [9 empty] | FALSE | KITH | 2022-01-01 04:05 | 1 |  |  | Residential | Single-family detached |  |  | New York State Electric and Gas |  | C - Central
2751 | Home A in 13827 |  |  | Oswego | NY | 13827 |  |  |  |  | 5.8 | [9 empty] | FALSE | KBGM | 2022-01-01 04:05 | 1 |  |  | Residential | Single-family detached |  |  | National Grid - Upstate NY (Niagara Mohawk) |  | C - Central
2752 | Home A in 13850 |  |  | Vestal | NY | 13850 |  |  |  |  | 5.8 | [9 empty] | FALSE | KBGM | 2022-01-01 04:05 | 1 |  |  | Residential | Single-family detached |  |  | New York State Electric and Gas |  | C - Central
2753 | Home B in 14526 |  |  | Penfield | NY | 14526 |  |  |  |  | 5.7 | [9 empty] | FALSE | KROC | 2022-01-01 04:05 | 1 |  |  | Residential | Single-family detached |  |  | Rochester Gas and Electric |  | B - Genessee
2754 | Home A in 12783 |  |  | Swan Lake | NY | 12783 |  |  |  |  | 11 | [9 empty] | FALSE | KSWF | 2022-01-01 04:05 | 1 |  |  | Residential | Single-family detached |  |  | New York State Electric and Gas |  | E - Mohawk Valley
2755 | Home A in 12138 |  |  | Petersburg | NY | 12138 |  |  |  |  | 8 | [9 empty] | FALSE | KALB | 2022-01-01 04:05 | 1 |  |  | Residential | Single-family detached |  |  | New York State Electric and Gas |  | F - Capital
2756 | Home A in 12534 |  |  | Hollowville | NY | 12534 |  |  |  |  | 9 | [9 empty] | FALSE | KALB | 2022-01-01 04:05 | 1 |  |  | Residential | Single-family detached |  |  | National Grid - Upstate NY (Niagara Mohawk) |  | F - Capital
2757 | Facility A in 12571 |  |  | Milan | NY | 12571 |  |  |  |  | 22.8 | [9 empty] | FALSE | KSWF | 2022-01-01 04:05 | 1 | [6 empty] | Central Hudson Gas and Electric |  | F - Capital
2758 | Home B in 13775 |  |  | Franklin | NY | 13775 |  |  |  |  | 7 | [9 empty] | FALSE | KBGM | 2022-01-01 04:05 | 1 |  |  | Residential | Single-family detached |  |  | New York State Electric and Gas |  | E - Mohawk Valley
2759 | Home A in 13809 |  |  | Mount Upton | NY | 13809 |  |  |  |  | 7.6 | [9 empty] | FALSE | KBGM | 2022-01-01 04:05 | 1 |  |  | Residential | Single-family detached |  |  | New York State Electric and Gas |  | E - Mohawk Valley
2760 | Home A in 12122 |  |  | Middleburg | NY | 12122 |  |  |  |  | 7.6 | [9 empty] | FALSE | KALB | 2022-01-01 04:05 | 1 |  |  | Residential | Single-family detached |  |  | Central Hudson Gas and Electric |  | F - Capital
2761 | Home A in 14624 |  |  | Rochester | NY | 14624 |  |  |  |  | 250 | [9 empty] | FALSE | KROC | 2022-01-01 04:05 | 1 |  |  | Residential | Single-family detached |  |  | Rochester Gas and Electric |  | B - Genessee
2762 | Home A in 13775 |  |  | Franklin | NY | 13775 |  |  |  |  | 11 | [9 empty] | FALSE | KBGM | 2022-01-01 04:05 | 1 |  |  | Residential | Single-family detached |  |  | New York State Electric and Gas |  | E - Mohawk Valley
2763 | Home A in 12019 |  |  | Ballston Spa | NY | 12019 |  |  |  |  | 7.6 | [9 empty] | FALSE | KALB | 2022-01-01 04:05 | 1 |  |  | Residential | Single-family detached |  |  | National Grid - Upstate NY (Niagara Mohawk) |  | F - Capital
2764 | Home A in 12040 |  |  | Cherry Plain | NY | 12040 |  |  |  |  | 7 | [9 empty] | FALSE | KALB | 2022-01-01 04:05 | 1 |  |  | Residential | Single-family detached |  |  | New York State Electric and Gas |  | F - Capital
2765 | Home A in 12516 |  |  | Copake | NY | 12516 |  |  |  |  | 11 | [9 empty] | FALSE | KALB | 2022-01-01 04:05 | 1 |  |  | Residential | Single-family detached |  |  | New York State Electric and Gas |  | F - Capital
2766 | Home D in 12457 |  |  | Mount Tremper | NY | 12457 |  |  |  |  | 7.6 | [9 empty] | FALSE | KSWF | 2022-01-01 04:05 | 1 |  |  | Residential | Single-family detached |  |  | Central Hudson Gas and Electric |  | G - Hudson Valley
2767 | Home E in 10560 |  |  | North Salem | NY | 10560 |  |  |  |  | 6.9 | [9 empty] | FALSE | KHPN | 2022-01-01 04:05 | 1 |  |  | Residential | Single-family detached |  |  | New York State Electric and Gas |  | G - Hudson Valley
2768 | Home A in 13633 |  |  | Depeyster | NY | 13633 |  |  |  |  | 7.6 | [9 empty] | FALSE | KOGS | 2022-01-01 04:05 | 1 |  |  | Residential | Single-family detached |  |  | National Grid - Upstate NY (Niagara Mohawk) |  | E - Mohawk Valley
2769 | Home A in 12010 |  |  | Amsterdam | NY | 12010 |  |  |  |  | 7.6 | [9 empty] | FALSE | KALB | 2022-01-01 04:05 | 1 |  |  | Residential | Single-family detached |  |  | National Grid - Upstate NY (Niagara Mohawk) |  | F - Capital
2770 | Facility A in 12054 |  |  | Delmar | NY | 12054 |  |  |  |  | 15.2 | [9 empty] | FALSE | KALB | 2022-01-01 04:05 | 1 | [6 empty] | National Grid - Upstate NY (Niagara Mohawk) |  | F - Capital
2771 | Home A in 12304 |  |  | Schenectady | NY | 12304 |  |  |  |  | 7.6 | [9 empty] | FALSE | KALB | 2022-01-01 04:05 | 1 |  |  | Residential | Single-family detached |  |  | National Grid - Upstate NY (Niagara Mohawk) |  | F - Capital
2772 | Home C in 12309 |  |  | Schenectady | NY | 12309 |  |  |  |  | 7.6 | [9 empty] | FALSE | KALB | 2022-01-01 04:05 | 1 |  |  | Residential | Single-family detached |  |  | National Grid - Upstate NY (Niagara Mohawk) |  | F - Capital
2773 | Home A in 12850 |  |  | Middle Grove | NY | 12850 |  |  |  |  | 7.6 | [9 empty] | FALSE | KALB | 2022-01-01 04:05 | 1 |  |  | Residential | Single-family detached |  |  | National Grid - Upstate NY (Niagara Mohawk) |  | F - Capital
2774 | Home B in 12060 |  |  | East Chatham | NY | 12060 |  |  |  |  | 9 | [9 empty] | FALSE | KALB | 2022-01-01 04:05 | 1 |  |  | Residential | Single-family detached |  |  | New York State Electric and Gas |  | F - Capital
2775 | Home D in 10516 |  |  | Cold Spring Harbor | NY | 10516 |  |  |  |  | 7.6 | [9 empty] | FALSE | KSWF | 2022-01-01 04:05 | 1 |  |  | Residential | Single-family detached |  |  | Central Hudson Gas and Electric |  | G - Hudson Valley
2776 | Home A in 12429 |  |  | Esopus | NY | 12429 |  |  |  |  | 10 | [9 empty] | FALSE | KSWF | 2022-01-01 04:05 | 1 |  |  | Residential | Single-family detached |  |  | Central Hudson Gas and Electric |  | G - Hudson Valley
2777 | Home C in 12764 |  |  | Narrowsburg | NY | 12764 |  |  |  |  | 11.6 | [9 empty] | FALSE | KSWF | 2022-01-01 04:05 | 1 |  |  | Residential | Single-family detached |  |  | New York State Electric and Gas |  | E - Mohawk Valley
2778 | Home A in 12873 |  |  | Shushan | NY | 12873 |  |  |  |  | 11.6 | [9 empty] | FALSE | KALB | 2022-01-01 04:05 | 1 |  |  | Residential | Single-family detached |  |  | New York State Electric and Gas |  | F - Capital
2779 | Facility A in 13815 |  |  | Norwich | NY | 13815 |  |  |  |  | 4000 | [9 empty] | FALSE | KBGM | 2022-01-01 04:05 | 1 | [6 empty] | New York State Electric and Gas |  | E - Mohawk Valley
2780 | Home B in 14532 |  |  | Phelps | NY | 14532 |  |  |  |  | 10 | [9 empty] | FALSE | KROC | 2022-01-01 04:05 | 1 |  |  | Residential | Single-family detached |  |  | New York State Electric and Gas |  | B - Genessee
2781 | Home A in 14840 |  |  | Hammondsport | NY | 14840 |  |  |  |  | 7.6 | [9 empty] | FALSE | KELM | 2022-01-01 04:05 | 1 |  |  | Residential | Single-family detached |  |  | New York State Electric and Gas |  | C - Central
2782 | Facility E in 14850 |  |  | Ithaca | NY | 14850 |  |  |  |  | 17 | [9 empty] | FALSE | KITH | 2022-01-01 04:05 | 1 | [6 empty] | New York State Electric and Gas |  | C - Central
2783 | Home B in 13827 |  |  | Oswego | NY | 13827 |  |  |  |  | 16.97 | [9 empty] | FALSE | KBGM | 2022-01-01 04:05 | 1 |  |  | Residential | Single-family detached |  |  | National Grid - Upstate NY (Niagara Mohawk) |  | C - Central
2784 | Home A in 12724 |  |  | Callicoon Center | NY | 12724 |  |  |  |  | 4.5 | [9 empty] | FALSE | KSWF | 2022-01-01 04:05 | 1 |  |  | Residential | Single-family detached |  |  | New York State Electric and Gas |  | E - Mohawk Valley
2785 | Home D in 12764 |  |  | Narrowsburg | NY | 12764 |  |  |  |  | 8.5 | [9 empty] | FALSE | KSWF | 2022-01-01 04:05 | 1 |  |  | Residential | Single-family detached |  |  | New York State Electric and Gas |  | E - Mohawk Valley
2786 | Facility A in 12523 |  |  | Elizaville | NY | 12523 |  |  |  |  | 20 | [9 empty] | FALSE | KALB | 2022-01-01 04:05 | 1 | [6 empty] | National Grid - Upstate NY (Niagara Mohawk) |  | F - Capital
2787 | Facility A in 14063 |  |  | Fredonia | NY | 14063 |  |  |  |  | 491.7 | [9 empty] | FALSE | KJHW | 2022-01-01 04:05 | 1 | [6 empty] | National Grid - Upstate NY (Niagara Mohawk) |  | A - West
2788 | Home A in 12157 |  |  | Schoharie | NY | 12157 |  |  |  |  | 9 | [9 empty] | FALSE | KALB | 2022-01-01 04:05 | 1 |  |  | Residential | Single-family detached |  |  | National Grid - Upstate NY (Niagara Mohawk) |  | F - Capital
2789 | Home A in 13123 |  |  | North Bay | NY | 13123 |  |  |  |  | 10 | [9 empty] | FALSE | KSYR | 2022-01-01 04:05 | 1 |  |  | Residential | Single-family detached |  |  | National Grid - Upstate NY (Niagara Mohawk) |  | E - Mohawk Valley
2790 | Home A in 13152 |  |  | Skaneateles | NY | 13152 |  |  |  |  | 6 | [9 empty] | FALSE | KSYR | 2022-01-01 04:05 | 1 |  |  | Residential | Single-family detached |  |  | National Grid - Upstate NY (Niagara Mohawk) |  | C - Central
2791 | Facility A in 12781 |  |  | Summitville | NY | 12781 |  |  |  |  | 15 | [9 empty] | FALSE | KSWF | 2022-01-01 04:05 | 1 | [6 empty] | Orange and Rockland Utilities |  | E - Mohawk Valley
2792 | Home B in 13152 |  |  | Skaneateles | NY | 13152 |  |  |  |  | 5 | [9 empty] | FALSE | KSYR | 2022-01-01 04:05 | 1 |  |  | Residential | Single-family detached |  |  | National Grid - Upstate NY (Niagara Mohawk) |  | C - Central
2793 | Facility A in 14526 |  |  | Penfield | NY | 14526 |  |  |  |  | 19.2 | [9 empty] | FALSE | KROC | 2022-01-01 04:05 | 1 | [6 empty] | Rochester Gas and Electric |  | B - Genessee
2794 | Home A in 12743 |  |  | Highland Lake | NY | 12743 |  |  |  |  | 11.6 | [9 empty] | FALSE | KSWF | 2022-01-01 04:05 | 1 |  |  | Residential | Single-family detached |  |  | New York State Electric and Gas |  | E - Mohawk Valley
2795 | Home B in 12758 |  |  | Livingston Manor | NY | 12758 |  |  |  |  | 11.6 | [9 empty] | FALSE | KSWF | 2022-01-01 04:05 | 1 |  |  | Residential | Single-family detached |  |  | New York State Electric and Gas |  | E - Mohawk Valley
2796 | Home D in 10920 |  |  | Congers | NY | 10920 |  |  |  |  | 15 | [9 empty] | FALSE | KHPN | 2022-01-01 04:05 | 1 |  |  | Residential | Single-family detached |  |  | Orange and Rockland Utilities |  | G - Hudson Valley
2797 | Home B in 10921 |  |  | Florida | NY | 10921 |  |  |  |  | 10 | [9 empty] | FALSE | KSWF | 2022-01-01 04:05 | 1 |  |  | Residential | Single-family detached |  |  | Orange and Rockland Utilities |  | G - Hudson Valley
2798 | Home C in 10923 |  |  | Garnerville | NY | 10923 |  |  |  |  | 20 | [9 empty] | FALSE | KTEB | 2022-01-01 04:05 | 1 |  |  | Residential | Single-family detached |  |  | Orange and Rockland Utilities |  | G - Hudson Valley
2799 | Home D in 14424 |  |  | Canandaigua | NY | 14424 |  |  |  |  | 1.92 | [9 empty] | FALSE | KROC | 2022-01-01 04:05 | 1 |  |  | Residential | Single-family detached |  |  | Rochester Gas and Electric |  | B - Genessee
2800 | Home F in 10516 |  |  | Cold Spring Harbor | NY | 10516 |  |  |  |  | 15 | [9 empty] | FALSE | KSWF | 2022-01-01 04:05 | 1 |  |  | Residential | Single-family detached |  |  | Central Hudson Gas and Electric |  | G - Hudson Valley
2801 | Home B in 12037 |  |  | Chatham | NY | 12037 |  |  |  |  | 11.6 | [9 empty] | FALSE | KALB | 2022-01-01 04:05 | 1 |  |  | Residential | Single-family detached |  |  | New York State Electric and Gas |  | F - Capital
2802 | Home A in 12125 |  |  | New Lebanon | NY | 12125 |  |  |  |  | 11.6 | [9 empty] | FALSE | KALB | 2022-01-01 04:05 | 1 |  |  | Residential | Single-family detached |  |  | New York State Electric and Gas |  | F - Capital
2803 | Home A in 12136 |  |  | Old Chatham | NY | 12136 |  |  |  |  | 11.6 | [9 empty] | FALSE | KALB | 2022-01-01 04:05 | 1 |  |  | Residential | Single-family detached |  |  | New York State Electric and Gas |  | F - Capital
2804 | Home C in 12412 |  |  | Boiceville | NY | 12412 |  |  |  |  | 5 | [9 empty] | FALSE | KSWF | 2022-01-01 04:05 | 1 |  |  | Residential | Single-family detached |  |  | Central Hudson Gas and Electric |  | G - Hudson Valley
2805 | Home A in 12436 |  |  | Haines Falls | NY | 12436 |  |  |  |  | 10 | [9 empty] | FALSE | KALB | 2022-01-01 04:05 | 1 |  |  | Residential | Single-family detached |  |  | Central Hudson Gas and Electric |  | G - Hudson Valley
2806 | Home C in 12440 |  |  | High Falls | NY | 12440 |  |  |  |  | 10 | [9 empty] | FALSE | KSWF | 2022-01-01 04:05 | 1 |  |  | Residential | Single-family detached |  |  | Central Hudson Gas and Electric |  | G - Hudson Valley
2807 | Home J in 12561 |  |  | New Paltz | NY | 12561 |  |  |  |  | 5 | [9 empty] | FALSE | KSWF | 2022-01-01 04:05 | 1 |  |  | Residential | Single-family detached |  |  | Central Hudson Gas and Electric |  | G - Hudson Valley
2808 | Home A in 12067 |  |  | Feura Bush | NY | 12067 |  |  |  |  | 5 | [9 empty] | FALSE | KALB | 2022-01-01 04:05 | 1 |  |  | Residential | Single-family detached |  |  | National Grid - Upstate NY (Niagara Mohawk) |  | F - Capital
2809 | Home A in 12173 |  |  | Stuyvesant | NY | 12173 |  |  |  |  | 5 | [9 empty] | FALSE | KALB | 2022-01-01 04:05 | 1 |  |  | Residential | Single-family detached |  |  | National Grid - Upstate NY (Niagara Mohawk) |  | F - Capital
2810 | Home A in 14870 |  |  | Painted Post | NY | 14870 |  |  |  |  | 9 | [9 empty] | FALSE | KELM | 2022-01-01 04:05 | 1 |  |  | Residential | Single-family detached |  |  | New York State Electric and Gas |  | C - Central
2811 | Home A in 12729 |  |  | Cuddebackville | NY | 12729 |  |  |  |  | 7.7 | [9 empty] | FALSE | KSWF | 2022-01-01 04:05 | 1 |  |  | Residential | Single-family detached |  |  | Orange and Rockland Utilities |  | G - Hudson Valley
2812 | Home A in 10921 |  |  | Florida | NY | 10921 |  |  |  |  | 5 | [9 empty] | FALSE | KSWF | 2022-01-01 04:05 | 1 |  |  | Residential | Single-family detached |  |  | Orange and Rockland Utilities |  | G - Hudson Valley
2813 | Home B in 10923 |  |  | Garnerville | NY | 10923 |  |  |  |  | 10 | [9 empty] | FALSE | KTEB | 2022-01-01 04:05 | 1 |  |  | Residential | Single-family detached |  |  | Orange and Rockland Utilities |  | G - Hudson Valley
2814 | Home E in 10930 |  |  | Highland Mills | NY | 10930 |  |  |  |  | 7.7 | [9 empty] | FALSE | KSWF | 2022-01-01 04:05 | 1 |  |  | Residential | Single-family detached |  |  | Orange and Rockland Utilities |  | G - Hudson Valley
2815 | Home C in 10954 |  |  | Nanuet | NY | 10954 |  |  |  |  | 9.3 | [9 empty] | FALSE | KTEB | 2022-01-01 04:05 | 1 |  |  | Residential | Single-family detached |  |  | Orange and Rockland Utilities |  | G - Hudson Valley
2816 | Home D in 10954 |  |  | Nanuet | NY | 10954 |  |  |  |  | 5 | [9 empty] | FALSE | KTEB | 2022-01-01 04:05 | 1 |  |  | Residential | Single-family detached |  |  | Orange and Rockland Utilities |  | G - Hudson Valley
2817 | Home P in 10956 |  |  | New City | NY | 10956 |  |  |  |  | 10.4 | [9 empty] | FALSE | KTEB | 2022-01-01 04:05 | 1 |  |  | Residential | Single-family detached |  |  | Orange and Rockland Utilities |  | G - Hudson Valley
2818 | Home Q in 10956 |  |  | New City | NY | 10956 |  |  |  |  | 5.8 | [9 empty] | FALSE | KTEB | 2022-01-01 04:05 | 1 |  |  | Residential | Single-family detached |  |  | Orange and Rockland Utilities |  | G - Hudson Valley
2819 | Home R in 10956 |  |  | New City | NY | 10956 |  |  |  |  | 3.8 | [9 empty] | FALSE | KTEB | 2022-01-01 04:05 | 1 |  |  | Residential | Single-family detached |  |  | Orange and Rockland Utilities |  | G - Hudson Valley
2820 | Home T in 10956 |  |  | New City | NY | 10956 |  |  |  |  | 9.6 | [9 empty] | FALSE | KTEB | 2022-01-01 04:05 | 1 |  |  | Residential | Single-family detached |  |  | Orange and Rockland Utilities |  | G - Hudson Valley
2821 | Home B in 12412 |  |  | Boiceville | NY | 12412 |  |  |  |  | 5 | [9 empty] | FALSE | KSWF | 2022-01-01 04:05 | 1 |  |  | Residential | Single-family detached |  |  | Central Hudson Gas and Electric |  | G - Hudson Valley
2822 | Home C in 12428 |  |  | Ellenville | NY | 12428 |  |  |  |  | 3.8 | [9 empty] | FALSE | KSWF | 2022-01-01 04:05 | 1 |  |  | Residential | Single-family detached |  |  | Central Hudson Gas and Electric |  | E - Mohawk Valley
2823 | Home A in 12524 |  |  | Fishkill | NY | 12524 |  |  |  |  | 5 | [9 empty] | FALSE | KSWF | 2022-01-01 04:05 | 1 |  |  | Residential | Single-family detached |  |  | Central Hudson Gas and Electric |  | G - Hudson Valley
2824 | Home C in 12528 |  |  | Highland | NY | 12528 |  |  | 0 | 0 | 5 | 0 | 0 | 0 | 0 | 0 | 0 | 0 | 0 | 0 | FALSE | KSWF | 2022-02-25 17:28 | 1 |  |  | Residential | Single-family detached |  |  | Central Hudson Gas and Electric |  | G - Hudson Valley
2825 | Home E in 10516 |  |  | Cold Spring Harbor | NY | 10516 |  |  | 0 | 0 | 15 | 0 | 0 | 0 | 0 | 0 | 0 | 0 | 0 | 0 | FALSE | KSWF | 2022-02-25 17:30 | 1 |  |  | Residential | Single-family detached |  |  | Central Hudson Gas and Electric |  | G - Hudson Valley
2826 | Home B in 12419 |  |  | Cottekill | NY | 12419 |  |  |  |  | 10 | [9 empty] | FALSE | KSWF | 2022-01-01 04:05 | 1 |  |  | Residential | Single-family detached |  |  | Central Hudson Gas and Electric |  | G - Hudson Valley
2827 | Home D in 12528 |  |  | Highland | NY | 12528 |  |  |  |  | 10 | [9 empty] | FALSE | KSWF | 2022-01-01 04:05 | 1 |  |  | Residential | Single-family detached |  |  | Central Hudson Gas and Electric |  | G - Hudson Valley
2828 | Home B in 12054 |  |  | Delmar | NY | 12054 |  |  |  |  | 10 | [9 empty] | FALSE | KALB | 2022-01-01 04:05 | 1 |  |  | Residential | Single-family detached |  |  | National Grid - Upstate NY (Niagara Mohawk) |  | F - Capital
2829 | Home A in 12740 |  |  | Grahamsville | NY | 12740 |  |  |  |  | 5 | [9 empty] | FALSE | KSWF | 2022-01-01 04:05 | 1 |  |  | Residential | Single-family detached |  |  | Central Hudson Gas and Electric |  | E - Mohawk Valley
2830 | Home S in 10956 |  |  | New City | NY | 10956 |  |  |  |  | 10 | [9 empty] | FALSE | KTEB | 2022-01-01 04:05 | 1 |  |  | Residential | Single-family detached |  |  | Orange and Rockland Utilities |  | G - Hudson Valley
2831 | Home D in 10960 |  |  | Nyack | NY | 10960 |  |  |  |  | 5 | [9 empty] | FALSE | KHPN | 2022-01-01 04:05 | 1 |  |  | Residential | Single-family detached |  |  | Orange and Rockland Utilities |  | G - Hudson Valley
2832 | Freehold Solar - 9775-9873 State Route 32 | 9775-9873 NY-32 |  | Freehold | NY | 12431 |  |  | 2995.2 | 0 | 0 | 0 | 0 | 0 | 0 | 0 | 0 | 0 | 0 | 0 | FALSE | KALB | 2022-01-06 20:36 | 1 |  |  | Offsite Resource | Solar Farm |  |  | Central Hudson Gas and Electric |  | G - Hudson Valley
2833 | Omni Navitas Holdings, LLC - 1497 County Route 31 - PV Systems | 1497 County Route 31 |  | Lisbon | NY | 13658 |  |  | 3355.82 | 0 | 0 | 0 | 0 | 0 | 0 | 0 | 0 | 0 | 0 | 0 | FALSE | KOGS | 2022-03-23 13:37 | 1 |  |  | Offsite Resource | Solar Farm |  |  | National Grid - Upstate NY (Niagara Mohawk) |  | E - Mohawk Valley
2834 | Oakwood Cemetery | 304 Lexington Ave |  | Mt Kisco | NY | 10549 |  |  | 0 | 0 | 1026 | 4104 | 0 | 0 | 0 | 0 | 0 | 0 | 0 | 0 | FALSE | KLGA | 2022-01-27 16:49 | 1 |  |  | Offsite Resource | Solar Farm |  |  | Consolidated Edison |  | H - Millwood
2835 | Mines Press | 231 Croton Ave |  | Cortlandt | NY | 10567 |  |  | 0 | 0 | 1000 | 2000 | 0 | 0 | 0 | 0 | 0 | 0 | 0 | 0 | FALSE | KSWF | 2022-01-27 16:58 | 1 |  |  | Manufacturing | Printing and Related Support |  |  | Consolidated Edison |  | H - Millwood
2836 | Five Pointz Towers | 22-44 Jackson Ave |  | Queens | NY | 11101 |  |  | 260 | 1552 | 0 | 0 | 0 | 0 | 0 | 0 | 0 | 0 | 0 | 0 | TRUE | KLGA | 2022-02-07 14:43 | 1 |  |  | Residential | Multifamily |  |  | Consolidated Edison | Consolidated Edison | J - New York City
2837 | Village East Towers | 170 Loisaida Ave |  | New York | NY | 10009 |  |  | 130 | 776 | 0 | 0 | 0 | 0 | 0 | 0 | 0 | 0 | 0 | 0 | TRUE | KLGA | 2022-02-07 14:43 | 1 |  |  | Residential | Multifamily |  |  | Consolidated Edison | Consolidated Edison | J - New York City
2838 | GSPP 24757 County Road 47 | 24757 County Road 47 |  | Carthage | NY | 13619 |  |  | 2620.8 | 0 | 0 | 0 | 0 | 0 | 0 | 0 | 0 | 0 | 0 | 0 | FALSE | KART | 2022-02-10 20:10 | 2 |  |  | Offsite Resource | Solar Farm |  |  | National Grid - Upstate NY (Niagara Mohawk) |  | E - Mohawk Valley
2839 | New York Departmen - Wende Creekview Drive - PV Systems | Creekview Dr |  | Alden | NY | 14004 |  |  | 6998.94 | 0 | 0 | 0 | 0 | 0 | 0 | 0 | 0 | 0 | 0 | 0 | FALSE | KBUF | 2022-05-04 13:43 | 1 |  |  | Public Order and Safety | Jail, Reformatory, or Penitentiary |  |  | New York State Electric and Gas |  | A - West
2840 | Omni Navitas Holdings .LLC. - 4575 State Route 69 - PV Systems | 4575 State Route 69 |  | Taberg | NY | 13471 |  |  | 5888.48 | 0 | 0 | 0 | 0 | 0 | 0 | 0 | 0 | 0 | 0 | 0 | FALSE | KRME | 2022-04-27 17:43 | 1 |  |  | Offsite Resource | Solar Farm |  |  | National Grid - Upstate NY (Niagara Mohawk) |  | C - Central
2841 | Skaneateles Community Solar Farm | 1676 Old Seneca Turnpike |  | Skaneateles | NY | 13152 |  |  | 1252.16 | 0 | 0 | 0 | 0 | 0 | 0 | 0 | 0 | 0 | 0 | 0 | FALSE | KSYR | 2022-02-11 18:12 | 1 |  |  | Offsite Resource | Solar Farm |  |  | National Grid - Upstate NY (Niagara Mohawk) |  | C - Central
2842 | 2453 West Creek Road | 2453 West Creek Rd |  | Newark Valley | NY | 13811 |  |  | 6908.4 | 0 | 0 | 0 | 0 | 0 | 0 | 0 | 0 | 0 | 0 | 0 | FALSE | KBGM | 2022-02-25 18:19 | 1 |  |  | Offsite Resource | Solar Farm |  |  | New York State Electric and Gas |  | C - Central
2843 | 443 Glen Mary Drive | 443 Glen Mary Dr |  | Tioga | NY | 13827 |  |  | 9910.08 | 0 | 0 | 0 | 0 | 0 | 0 | 0 | 0 | 0 | 0 | 0 | FALSE | KBGM | 2022-03-29 15:22 | 2 |  |  | Offsite Resource | Solar Farm |  |  | New York State Electric and Gas |  | C - Central
2844 | AES Distributed Energy, Inc. - 469 NY17K #1 - PV Systems | 469 NY-17K #1 |  | Rock Tavern | NY | 12575 |  |  | 7051.2 | 0 | 0 | 0 | 0 | 0 | 0 | 0 | 0 | 0 | 0 | 0 | FALSE | KPOU | 2022-03-04 17:29 | 1 |  |  | Offsite Resource | Solar Farm |  |  | Central Hudson Gas and Electric |  | G - Hudson Valley
2845 | Delaware River Solar, LLC - 6161 East River Road - PV Systems | 6161 East River Road |  | Henrietta | NY | 14586 |  |  | 5998.68 | 0 | 0 | 0 | 0 | 0 | 0 | 0 | 0 | 0 | 0 | 0 | FALSE | KBUF | 2022-02-28 22:27 | 1 |  |  | Offsite Resource | Solar Farm |  |  | Rochester Gas and Electric |  | A - West
2846 | Home I in 11003 |  |  | Elmont | NY | 11003 |  |  |  |  | 5 | [9 empty] | FALSE | KJFK | 2022-03-01 04:58 | 1 |  |  | Residential | Single-family detached |  |  | Long Island Power Authority (PSEG-LI) |  | K - Long Island
2847 | Home J in 11003 |  |  | Elmont | NY | 11003 |  |  |  |  | 15 | [9 empty] | FALSE | KJFK | 2022-03-01 04:58 | 1 |  |  | Residential | Single-family detached |  |  | Long Island Power Authority (PSEG-LI) |  | K - Long Island
2848 | Home D in 11010 |  |  | Franklin Square | NY | 11010 |  |  |  |  | 5 | [9 empty] | FALSE | KJFK | 2022-03-01 04:58 | 1 |  |  | Residential | Single-family detached |  |  | Long Island Power Authority (PSEG-LI) |  | K - Long Island
2849 | Home B in 11510 |  |  | Baldwin | NY | 11510 |  |  |  |  | 5 | [9 empty] | FALSE | KJFK | 2022-03-01 04:58 | 1 |  |  | Residential | Single-family detached |  |  | Long Island Power Authority (PSEG-LI) |  | K - Long Island
2850 | Home C in 11510 |  |  | Baldwin | NY | 11510 |  |  |  |  | 10 | [9 empty] | FALSE | KJFK | 2022-03-01 04:58 | 1 |  |  | Residential | Single-family detached |  |  | Long Island Power Authority (PSEG-LI) |  | K - Long Island
2851 | Home D in 11510 |  |  | Baldwin | NY | 11510 |  |  |  |  | 10 | [9 empty] | FALSE | KJFK | 2022-03-01 04:58 | 1 |  |  | Residential | Single-family detached |  |  | Long Island Power Authority (PSEG-LI) |  | K - Long Island
2852 | Home E in 11518 |  |  | East Rockaway | NY | 11518 |  |  |  |  | 10 | [9 empty] | FALSE | KJFK | 2022-03-01 04:58 | 1 |  |  | Residential | Single-family detached |  |  | Long Island Power Authority (PSEG-LI) |  | K - Long Island
2853 | Home F in 11518 |  |  | East Rockaway | NY | 11518 |  |  |  |  | 5 | [9 empty] | FALSE | KJFK | 2022-03-01 04:58 | 1 |  |  | Residential | Single-family detached |  |  | Long Island Power Authority (PSEG-LI) |  | K - Long Island
2854 | Home J in 11554 |  |  | East Meadow | NY | 11554 |  |  |  |  | 10 | [9 empty] | FALSE | KJFK | 2022-03-01 04:58 | 1 |  |  | Residential | Single-family detached |  |  | Long Island Power Authority (PSEG-LI) |  | K - Long Island
2855 | Home K in 11554 |  |  | East Meadow | NY | 11554 |  |  |  |  | 15 | [9 empty] | FALSE | KJFK | 2022-03-01 04:58 | 1 |  |  | Residential | Single-family detached |  |  | Long Island Power Authority (PSEG-LI) |  | K - Long Island
2856 | Home L in 11554 |  |  | East Meadow | NY | 11554 |  |  |  |  | 20 | [9 empty] | FALSE | KJFK | 2022-03-01 04:58 | 1 |  |  | Residential | Single-family detached |  |  | Long Island Power Authority (PSEG-LI) |  | K - Long Island
2857 | Home D in 11701 |  |  | Amityville | NY | 11701 |  |  |  |  | 5 | [9 empty] | FALSE | KISP | 2022-03-01 04:58 | 1 |  |  | Residential | Single-family detached |  |  | Long Island Power Authority (PSEG-LI) |  | K - Long Island
2858 | Home D in 11702 |  |  | Babylon | NY | 11702 |  |  |  |  | 5 | [9 empty] | FALSE | KISP | 2022-03-01 04:58 | 1 |  |  | Residential | Single-family detached |  |  | Long Island Power Authority (PSEG-LI) |  | K - Long Island
2859 | Home I in 11706 |  |  | Bay Shore | NY | 11706 |  |  |  |  | 5 | [9 empty] | FALSE | KISP | 2022-03-01 04:58 | 1 |  |  | Residential | Single-family detached |  |  | Long Island Power Authority (PSEG-LI) |  | K - Long Island
2860 | Home H in 11706 |  |  | Bay Shore | NY | 11706 |  |  |  |  | 5 | [9 empty] | FALSE | KISP | 2022-03-01 04:58 | 1 |  |  | Residential | Single-family detached |  |  | Long Island Power Authority (PSEG-LI) |  | K - Long Island
2861 | Home F in 11709 |  |  | Bayville | NY | 11709 |  |  |  |  | 10 | [9 empty] | FALSE | KJFK | 2022-03-01 04:58 | 1 |  |  | Residential | Single-family detached |  |  | Long Island Power Authority (PSEG-LI) |  | K - Long Island
2862 | Home G in 11710 |  |  | Bellmore | NY | 11710 |  |  |  |  | 5 | [9 empty] | FALSE | KJFK | 2022-03-01 04:58 | 1 |  |  | Residential | Single-family detached |  |  | Long Island Power Authority (PSEG-LI) |  | K - Long Island
2863 | Home H in 11710 |  |  | Bellmore | NY | 11710 |  |  |  |  | 5 | [9 empty] | FALSE | KJFK | 2022-03-01 04:58 | 1 |  |  | Residential | Single-family detached |  |  | Long Island Power Authority (PSEG-LI) |  | K - Long Island
2864 | Home A in 11715 |  |  | Blue Point | NY | 11715 |  |  |  |  | 5 | [9 empty] | FALSE | KISP | 2022-03-01 04:58 | 1 |  |  | Residential | Single-family detached |  |  | Long Island Power Authority (PSEG-LI) |  | K - Long Island
2865 | Home A in 11716 |  |  | Bohemia | NY | 11716 |  |  |  |  | 15 | [9 empty] | FALSE | KISP | 2022-03-01 04:58 | 1 |  |  | Residential | Single-family detached |  |  | Long Island Power Authority (PSEG-LI) |  | K - Long Island
2866 | Home B in 11716 |  |  | Bohemia | NY | 11716 |  |  |  |  | 15 | [9 empty] | FALSE | KISP | 2022-03-01 04:58 | 1 |  |  | Residential | Single-family detached |  |  | Long Island Power Authority (PSEG-LI) |  | K - Long Island
2867 | Home F in 11717 |  |  | Brentwood | NY | 11717 |  |  |  |  | 6.7 | [9 empty] | FALSE | KISP | 2022-03-01 04:58 | 1 |  |  | Residential | Single-family detached |  |  | Long Island Power Authority (PSEG-LI) |  | K - Long Island
2868 | Home G in 11717 |  |  | Brentwood | NY | 11717 |  |  |  |  | 10 | [9 empty] | FALSE | KISP | 2022-03-01 04:58 | 1 |  |  | Residential | Single-family detached |  |  | Long Island Power Authority (PSEG-LI) |  | K - Long Island
2869 | Home B in 11721 |  |  | Centerport | NY | 11721 |  |  |  |  | 5 | [9 empty] | FALSE | KISP | 2022-03-01 04:58 | 1 |  |  | Residential | Single-family detached |  |  | Long Island Power Authority (PSEG-LI) |  | K - Long Island
2870 | Home K in 11725 |  |  | Commack | NY | 11725 |  |  |  |  | 4.5 | [9 empty] | FALSE | KISP | 2022-03-01 04:58 | 1 |  |  | Residential | Single-family detached |  |  | Long Island Power Authority (PSEG-LI) |  | K - Long Island
2871 | Home J in 11725 |  |  | Commack | NY | 11725 |  |  |  |  | 5 | [9 empty] | FALSE | KISP | 2022-03-01 04:58 | 1 |  |  | Residential | Single-family detached |  |  | Long Island Power Authority (PSEG-LI) |  | K - Long Island
2872 | Home M in 11725 |  |  | Commack | NY | 11725 |  |  |  |  | 5 | [9 empty] | FALSE | KISP | 2022-03-01 04:58 | 1 |  |  | Residential | Single-family detached |  |  | Long Island Power Authority (PSEG-LI) |  | K - Long Island
2873 | Home N in 11725 |  |  | Commack | NY | 11725 |  |  |  |  | 5 | [9 empty] | FALSE | KISP | 2022-03-01 04:58 | 1 |  |  | Residential | Single-family detached |  |  | Long Island Power Authority (PSEG-LI) |  | K - Long Island
2874 | Home O in 11725 |  |  | Commack | NY | 11725 |  |  |  |  | 15 | [9 empty] | FALSE | KISP | 2022-03-01 04:58 | 1 |  |  | Residential | Single-family detached |  |  | Long Island Power Authority (PSEG-LI) |  | K - Long Island
2875 | Home L in 11725 |  |  | Commack | NY | 11725 |  |  |  |  | 15 | [9 empty] | FALSE | KISP | 2022-03-01 04:58 | 1 |  |  | Residential | Single-family detached |  |  | Long Island Power Authority (PSEG-LI) |  | K - Long Island
2876 | Home B in 11730 |  |  | East Islip | NY | 11730 |  |  |  |  | 5 | [9 empty] | FALSE | KISP | 2022-03-01 04:58 | 1 |  |  | Residential | Single-family detached |  |  | Long Island Power Authority (PSEG-LI) |  | K - Long Island
2877 | Home F in 11731 |  |  | East Northport | NY | 11731 |  |  |  |  | 6.7 | [9 empty] | FALSE | KISP | 2022-03-01 04:58 | 1 |  |  | Residential | Single-family detached |  |  | Long Island Power Authority (PSEG-LI) |  | K - Long Island
2878 | Facility A in 11731 |  |  | East Northport | NY | 11731 |  |  |  |  | 20 | [9 empty] | FALSE | KISP | 2022-03-01 04:58 | 1 |  |  | Residential | Single-family detached |  |  | Long Island Power Authority (PSEG-LI) |  | K - Long Island
2879 | Home G in 11731 |  |  | East Northport | NY | 11731 |  |  |  |  | 10 | [9 empty] | FALSE | KISP | 2022-03-01 04:58 | 1 |  |  | Residential | Single-family detached |  |  | Long Island Power Authority (PSEG-LI) |  | K - Long Island
2880 | Home D in 11735 |  |  | Farmingdale | NY | 11735 |  |  |  |  | 10 | [9 empty] | FALSE | KJFK | 2022-03-01 04:58 | 1 |  |  | Residential | Single-family detached |  |  | Long Island Power Authority (PSEG-LI) |  | K - Long Island
2881 | Home E in 11735 |  |  | Farmingdale | NY | 11735 |  |  |  |  | 10 | [9 empty] | FALSE | KJFK | 2022-03-01 04:58 | 1 |  |  | Residential | Single-family detached |  |  | Long Island Power Authority (PSEG-LI) |  | K - Long Island
2882 | Home M in 11746 |  |  | Dix Hills | NY | 11746 |  |  |  |  | 10 | [9 empty] | FALSE | KISP | 2022-03-01 04:58 | 1 |  |  | Residential | Single-family detached |  |  | Long Island Power Authority (PSEG-LI) |  | K - Long Island
2883 | Home N in 11746 |  |  | Dix Hills | NY | 11746 |  |  |  |  | 15 | [9 empty] | FALSE | KISP | 2022-03-01 04:58 | 1 |  |  | Residential | Single-family detached |  |  | Long Island Power Authority (PSEG-LI) |  | K - Long Island
2884 | Home O in 11746 |  |  | Dix Hills | NY | 11746 |  |  |  |  | 10 | [9 empty] | FALSE | KISP | 2022-03-01 04:58 | 1 |  |  | Residential | Single-family detached |  |  | Long Island Power Authority (PSEG-LI) |  | K - Long Island
2885 | Delaware River Solar - Telegraph Road | Telegraph Rd |  | Pike | NY | 14024 |  |  | 7547.88 | 0 | 0 | 0 | 0 | 0 | 0 | 0 | 0 | 0 | 0 | 0 | FALSE | KBUF | 2022-04-01 14:16 | 2 |  |  | Offsite Resource | Solar Farm |  |  | Rochester Gas and Electric |  | B - Genessee
2886 | Tesla Inc. - 1339 S Park Ave | 1339 South Park Ave |  | Buffalo | NY | 14220 |  |  | 2457.84 | 0 | 0 | 0 | 0 | 0 | 0 | 0 | 0 | 0 | 0 | 0 | FALSE | KBUF | 2022-03-02 17:48 | 1 |  |  | Manufacturing | Electrical Equip., Appliances, and Components |  |  | National Grid - Upstate NY (Niagara Mohawk) |  | A - West
2887 | NYS Parks Tobin II | 135 Freedom Rd |  | La Grange | NY | 12569 |  |  | 2104.05 | 0 | 0 | 0 | 0 | 0 | 0 | 0 | 0 | 0 | 0 | 0 | FALSE | KPOU | 2022-03-18 17:52 | 1 |  |  | Offsite Resource | Solar Farm |  |  | Central Hudson Gas and Electric |  | G - Hudson Valley
2888 | Borrego Solar Systems, Inc. - Dusenberry Lane | 60 Dusenberry Lane |  | Troy | NY | 12180 |  |  | 7165.56 | 0 | 0 | 0 | 0 | 0 | 0 | 0 | 0 | 0 | 0 | 0 | FALSE | KALB | 2022-03-18 15:00 | 1 |  |  | Offsite Resource | Solar Farm |  |  | National Grid - Upstate NY (Niagara Mohawk) |  | F - Capital
2889 | Borrego Solar Systems, Inc. - Knapp Road | 241 Knapp Road |  | Akron | NY | 14001 |  |  | 6132.78 | 0 | 0 | 0 | 0 | 0 | 0 | 0 | 0 | 0 | 0 | 0 | FALSE | KBUF | 2022-03-18 14:59 | 1 |  |  | Offsite Resource | Solar Farm |  |  | National Grid - Upstate NY (Niagara Mohawk) |  | A - West
2890 | Bright Field - NYS Route 70 | 246 NYS Route 70 |  | Burns | NY | 14807 |  |  | 5281.2 | 0 | 0 | 0 | 0 | 0 | 0 | 0 | 0 | 0 | 0 | 0 | FALSE | KITH | 2022-03-18 17:52 | 1 |  |  | Utilities Water and Waste Management |  |  |  | New York State Electric and Gas |  | C - Central
2891 | Bright Hill - 721 Eveland Road | 721 Eveland Road |  | Arkport | NY | 14807 |  |  | 6820.74 | 0 | 0 | 0 | 0 | 0 | 0 | 0 | 0 | 0 | 0 | 0 | FALSE | KITH | 2022-03-18 17:52 | 1 |  |  | Utilities Water and Waste Management |  |  |  | New York State Electric and Gas |  | C - Central
2892 | Bright Oak - Galloway Road | 3565 Galloway Road |  | Batavia | NY | 14020 |  |  | 5832 | 0 | 0 | 0 | 0 | 0 | 0 | 0 | 0 | 0 | 0 | 0 | FALSE | KBUF | 2022-03-18 17:52 | 1 |  |  | Utilities Water and Waste Management |  |  |  | National Grid - Upstate NY (Niagara Mohawk)
2893 | Prowind Renewables - West River Road | 3215 West River Road |  | Olean | NY | 14760 |  |  | 6943.32 | 0 | 0 | 0 | 0 | 0 | 0 | 0 | 0 | 0 | 0 | 0 | FALSE | KBUF | 2022-03-18 17:52 | 1 |  |  | Utilities Water and Waste Management |  |  |  | National Grid - Upstate NY (Niagara Mohawk) |  | A - West
2894 | Silver Creek Solar, LLC - 2444 Chapin Road - PV Systems | 2444 Chapin Road |  | Silver Creek | NY | 14136 |  |  | 7507.08 | 0 | 0 | 0 | 0 | 0 | 0 | 0 | 0 | 0 | 0 | 0 | FALSE | KBUF | 2022-03-18 19:47 | 1 |  |  | Offsite Resource | Solar Farm |  |  | National Grid - Upstate NY (Niagara Mohawk) |  | A - West
2895 | McCarthy Solar, LLC - 48-76 Round Hill Rd - PV Systems | 48-76 Round Hill Road |  | Blooming Grove | NY | 10992 |  |  | 3001.32 | 0 | 0 | 0 | 0 | 0 | 0 | 0 | 0 | 0 | 0 | 0 | FALSE | KPOU | 2022-03-22 14:52 | 1 |  |  | Offsite Resource | Solar Farm |  |  | Orange and Rockland Utilities |  | G - Hudson Valley
2896 | Wheatland 2A - 9565 Union Street - PV Systems | 1192 Scottsville Mumford Road |  | Scottsville | NY | 14546 |  |  | 5876.875 | 0 | 0 | 0 | 0 | 0 | 0 | 0 | 0 | 0 | 0 | 0 | FALSE | KROC | 2022-05-20 19:51 | 1 |  |  | Offsite Resource | Solar Farm |  |  | National Grid - Upstate NY (Niagara Mohawk) |  | A - West
2897 | Wheatland 2B - 9565 Union Street - PV Systems | 1190 Scottsville Mumford Road |  | Scottsville | NY | 14546 |  |  | 5877.25 | 0 | 0 | 0 | 0 | 0 | 0 | 0 | 0 | 0 | 0 | 0 | FALSE | KROC | 2022-05-20 19:52 | 1 |  |  | Offsite Resource | Solar Farm |  |  | National Grid - Upstate NY (Niagara Mohawk) |  | A - West
2898 | Landau Solar - 2986-3040 Route 32 - PV Systems | 2986-3040 Old Route 32 |  | Kingston | NY | 12401 |  |  | 3019.68 | 0 | 0 | 0 | 0 | 0 | 0 | 0 | 0 | 0 | 0 | 0 | FALSE | KPOU | 2022-03-22 14:53 | 1 |  |  | Offsite Resource | Solar Farm |  |  | Central Hudson Gas and Electric |  | G - Hudson Valley
2899 | Albany VA Medical Center: Samuel S. Stratton | 113 Holland Ave |  | Albany | NY | 12208 |  |  | 1005 | 4166.915 | 0 | 0 | 0 | 0 | 0 | 0 | 0 | 0 | 0 | 0 | TRUE | KALB | 2022-05-05 15:15 | 1 |  |  | Health Care (Inpatient) | Hospital |  |  | National Grid - Upstate NY (Niagara Mohawk) | National Grid - Upstate NY (Niagara Mohawk) | F - Capital
2900 | Borrego Solar Systems, Inc. - 1414 Rowe Ave - PV Systems | 1414 Rowe Ave. |  | Olean | NY | 14760 |  |  | 7160.4 | 0 | 0 | 0 | 0 | 0 | 0 | 0 | 0 | 0 | 0 | 0 | FALSE | KBUF | 2022-03-23 19:24 | 1 |  |  | Offsite Resource | Solar Farm |  |  | National Grid - Upstate NY (Niagara Mohawk) |  | A - West
2901 | Adams Renewables, LLC - 13396 NY178 - PV Systems | 13396 NY-178 |  | Adams | NY | 13605 |  |  | 4424.42 | 0 | 0 | 0 | 0 | 0 | 0 | 0 | 0 | 0 | 0 | 0 | FALSE | KART | 2022-04-13 12:49 | 1 |  |  | Offsite Resource | Solar Farm |  |  | National Grid - Upstate NY (Niagara Mohawk) |  | E - Mohawk Valley
2902 | Hubbs Road Solar, LLC - 413 Schauber Rd - PV Systems | 413 Schauber Rd |  | Ballston Lake | NY | 12019 |  |  | 6147.64 | 0 | 0 | 0 | 0 | 0 | 0 | 0 | 0 | 0 | 0 | 0 | FALSE | KALB | 2022-03-24 19:13 | 1 |  |  | Offsite Resource | Solar Farm |  |  | New York State Electric and Gas |  | E - Mohawk Valley
2903 | Union Vale Solar, LLC | 2005 State Route 55 |  | Lagrangeville | NY | 12540 |  |  | 2616.3 | 0 | 0 | 0 | 0 | 0 | 0 | 0 | 0 | 0 | 0 | 0 | FALSE | KPOU | 2022-03-24 19:11 | 1 |  |  | Offsite Resource | Solar Farm |  |  | Central Hudson Gas and Electric |  | G - Hudson Valley
2904 | Glenville Landfill | 156 Barhydt Rd |  | Glenville | NY | 12302 |  |  | 7564.32 | 0 | 2500 | 10000 | 0 | 0 | 0 | 0 | 0 | 0 | 0 | 0 | FALSE | KALB | 2022-04-04 16:56 | 1 |  |  | Offsite Resource | Utility Support |  |  | National Grid - Upstate NY (Niagara Mohawk) |  | F - Capital
2905 | Delaware River Solar, LLC - County Route 84 | County Route 84 |  | Troupsburg | NY | 14885 |  |  | 6907.2 | 0 | 0 | 0 | 0 | 0 | 0 | 0 | 0 | 0 | 0 | 0 | FALSE | KITH | 2022-06-29 18:33 | 1 |  |  | Offsite Resource | Solar Farm |  |  | New York State Electric and Gas |  | C - Central
2906 | Lodestar Energy - 4201 East River Rd | 4201 East River Rd |  | Walton | NY | 13856 |  |  | 3374.8 | 0 | 0 | 0 | 0 | 0 | 0 | 0 | 0 | 0 | 0 | 0 | FALSE | KBGM | 2022-03-30 18:03 | 1 |  |  | Offsite Resource | Solar Farm |  |  | New York State Electric and Gas |  | E - Mohawk Valley
2907 | Novis Renewables - 40 Spring Street | 40 Spring Street Road |  | Union Springs | NY | 13160 |  |  | 7504.77 | 0 | 0 | 0 | 0 | 0 | 0 | 0 | 0 | 0 | 0 | 0 | FALSE | KITH | 2022-03-30 18:03 | 1 |  |  | Offsite Resource | Solar Farm |  |  | New York State Electric and Gas |  | C - Central
2908 | Novis Renewables - 963 Spring Street | 963 Spring Street Road |  | Union Springs | NY | 13160 |  |  | 7502.82 | 0 | 0 | 0 | 0 | 0 | 0 | 0 | 0 | 0 | 0 | 0 | FALSE | KITH | 2022-03-30 18:03 | 1 |  |  | Offsite Resource | Solar Farm |  |  | New York State Electric and Gas |  | C - Central
2909 | Omni Navitas MapsESNY LLC - 129 Cream St - PV Systems | 129 Cream Street |  | Hyde Park | NY | 12601 |  |  | 4694.76 | 0 | 0 | 0 | 0 | 0 | 0 | 0 | 0 | 0 | 0 | 0 | FALSE | KPOU | 2022-03-31 21:22 | 1 |  |  | Offsite Resource | Solar Farm |  |  | Central Hudson Gas and Electric |  | G - Hudson Valley
2910 | Omni Navitas MapsESNY LLC - 1436 Route 9G - PV Systems | 1436 Route 9 G |  | Hyde Park | NY | 12538 |  |  | 2358.14 | 0 | 0 | 0 | 0 | 0 | 0 | 0 | 0 | 0 | 0 | 0 | FALSE | KLGA | 2022-03-31 21:22 | 1 |  |  | Offsite Resource | Solar Farm |  |  | Central Hudson Gas and Electric |  | G - Hudson Valley
2911 | Edenwald YMCA | 1250 E 229th St |  | Bronx | NY | 10466 |  |  | 70 | 408.24 | 0 | 0 | 0 | 0 | 0 | 0 | 0 | 0 | 0 | 0 | FALSE | KLGA | 2022-03-31 21:37 | 1 |  |  | Public Assembly | Recreation |  |  | Consolidated Edison | Consolidated Edison | J - New York City
2912 | Alexandria - 201 W 72nd St. | 201 W 72nd St |  | New York | NY | 10023 |  |  | 100 | 643.2 | 0 | 0 | 0 | 0 | 0 | 0 | 0 | 0 | 0 | 0 | FALSE | KJFK | 2022-12-13 17:58 | 1 |  |  | Residential | Multifamily |  |  | Consolidated Edison | Consolidated Edison | J - New York City
2913 | Home C in 11021 |  |  | Great Neck | NY | 11021 |  |  |  |  | 10 | [9 empty] | FALSE | KJFK | 2022-04-01 03:23 | 1 |  |  | Residential | Single-family detached |  |  | Long Island Power Authority (PSEG-LI) |  | K - Long Island
2914 | Home D in11021 |  |  | Great Neck | NY | 11021 |  |  |  |  | 10 | [9 empty] | FALSE | KJFK | 2022-04-01 03:23 | 1 |  |  | Residential | Single-family detached |  |  | Long Island Power Authority (PSEG-LI) |  | K - Long Island
2915 | Home O in 11040 |  |  | New Hyde Park | NY | 11040 |  |  | 0 | 0 | 10 | 0 | 0 | 0 | 0 | 0 | 0 | 0 | 0 | 0 | FALSE | KJFK | 2022-04-05 12:49 | 1 |  |  | Residential | Single-family detached |  |  | Long Island Power Authority (PSEG-LI) |  | K - Long Island
2916 | Home P in 11040 |  |  | New Hyde Park | NY | 11040 |  |  |  |  | 10 | [9 empty] | FALSE | KJFK | 2022-04-01 03:23 | 1 |  |  | Residential | Single-family detached |  |  | Long Island Power Authority (PSEG-LI) |  | K - Long Island
2917 | Facility A in 11050 |  |  | Sands Point | NY | 11050 |  |  |  |  | 15 | [9 empty] | FALSE | KJFK | 2022-04-01 03:23 | 1 |  |  | Residential | Single-family detached |  |  | Long Island Power Authority (PSEG-LI) |  | K - Long Island
2918 | Home D in 11507 |  |  | Albertson | NY | 11507 |  |  |  |  | 10 | [9 empty] | FALSE | KJFK | 2022-04-01 03:23 | 1 |  |  | Residential | Single-family detached |  |  | Long Island Power Authority (PSEG-LI) |  | K - Long Island
2919 | Home A in 11514 |  |  | Carle Place | NY | 11514 |  |  |  |  | 5 | [9 empty] | FALSE | KJFK | 2022-04-01 03:23 | 1 |  |  | Residential | Single-family detached |  |  | Long Island Power Authority (PSEG-LI) |  | K - Long Island
2920 | Home F in 11542 |  |  | Glen Cove | NY | 11542 |  |  |  |  | 5 | [9 empty] | FALSE | KJFK | 2022-04-01 03:23 | 1 |  |  | Residential | Single-family detached |  |  | Long Island Power Authority (PSEG-LI) |  | K - Long Island
2921 | Home G in 11542 |  |  | Glen Cove | NY | 11542 |  |  |  |  | 5 | [9 empty] | FALSE | KJFK | 2022-04-01 03:23 | 1 |  |  | Residential | Single-family detached |  |  | Long Island Power Authority (PSEG-LI) |  | K - Long Island
2922 | Home C in11550 |  |  | Hempstead | NY | 11550 |  |  |  |  | 5 | [9 empty] | FALSE | KJFK | 2022-04-01 03:23 | 1 |  |  | Residential | Single-family detached |  |  | Long Island Power Authority (PSEG-LI) |  | K - Long Island
2923 | Home F in 11552 |  |  | West Hempstead | NY | 11552 |  |  |  |  | 10 | [9 empty] | FALSE | KJFK | 2022-04-01 03:23 | 1 |  |  | Residential | Single-family detached |  |  | Long Island Power Authority (PSEG-LI) |  | K - Long Island
2924 | Home E in 11553 |  |  | Uniondale | NY | 11553 |  |  |  |  | 5 | [9 empty] | FALSE | KJFK | 2022-04-01 03:23 | 1 |  |  | Residential | Single-family detached |  |  | Long Island Power Authority (PSEG-LI) |  | K - Long Island
2925 | Home B in 11558 |  |  | Island Park | NY | 11558 |  |  |  |  | 10 | [9 empty] | FALSE | KJFK | 2022-04-01 03:23 | 1 |  |  | Residential | Single-family detached |  |  | Long Island Power Authority (PSEG-LI) |  | K - Long Island
2926 | Home O in 11561 |  |  | Long Beach | NY | 11561 |  |  |  |  | 10 | [9 empty] | FALSE | KJFK | 2022-04-01 03:23 | 1 |  |  | Residential | Single-family detached |  |  | Long Island Power Authority (PSEG-LI) |  | K - Long Island
2927 | Facility A in 11566 |  |  | Merrick | NY | 11566 |  |  |  |  | 15 | [9 empty] | FALSE | KJFK | 2022-04-01 03:23 | 1 |  |  | Residential | Single-family detached |  |  | Long Island Power Authority (PSEG-LI) |  | K - Long Island
2928 | Home N in 11566 |  |  | North Merrick | NY | 11566 |  |  |  |  | 6.7 | [9 empty] | FALSE | KJFK | 2022-04-01 03:23 | 1 |  |  | Residential | Single-family detached |  |  | Long Island Power Authority (PSEG-LI) |  | K - Long Island
2929 | Home M in 11566 |  |  | Merrick | NY | 11566 |  |  |  |  | 5 | [9 empty] | FALSE | KJFK | 2022-04-01 03:23 | 1 |  |  | Residential | Single-family detached |  |  | Long Island Power Authority (PSEG-LI) |  | K - Long Island
2930 | Home K in 11572 |  |  | Oceanside | NY | 11572 |  |  |  |  | 5 | [9 empty] | FALSE | KJFK | 2022-04-01 03:23 | 1 |  |  | Residential | Single-family detached |  |  | Long Island Power Authority (PSEG-LI) |  | K - Long Island
2931 | Home B in 11575 |  |  | Roosevelt | NY | 11575 |  |  |  |  | 5 | [9 empty] | FALSE | KJFK | 2022-04-01 03:23 | 1 |  |  | Residential | Single-family detached |  |  | Long Island Power Authority (PSEG-LI) |  | K - Long Island
2932 | Home C in 11575 |  |  | Roosevelt | NY | 11575 |  |  |  |  | 5 | [9 empty] | FALSE | KJFK | 2022-04-01 03:23 | 1 |  |  | Residential | Single-family detached |  |  | Long Island Power Authority (PSEG-LI) |  | K - Long Island
2933 | Home D in 11576 |  |  | Roslyn | NY | 11576 |  |  |  |  | 10 | [9 empty] | FALSE | KJFK | 2022-04-01 03:23 | 1 |  |  | Residential | Single-family detached |  |  | Long Island Power Authority (PSEG-LI) |  | K - Long Island
2934 | Home E in 11576 |  |  | Roslyn | NY | 11576 |  |  |  |  | 2.85 | [9 empty] | FALSE | KJFK | 2022-04-01 03:23 | 1 |  |  | Residential | Single-family detached |  |  | Long Island Power Authority (PSEG-LI) |  | K - Long Island
2935 | Home F in 11581 |  |  | Valley Stream | NY | 11581 |  |  |  |  | 5 | [9 empty] | FALSE | KJFK | 2022-04-01 03:23 | 1 |  |  | Residential | Single-family detached |  |  | Long Island Power Authority (PSEG-LI) |  | K - Long Island
2936 | Home M in 11590 |  |  | Westbury | NY | 11590 |  |  |  |  | 10 | [9 empty] | FALSE | KJFK | 2022-04-01 03:23 | 1 |  |  | Residential | Single-family detached |  |  | Long Island Power Authority (PSEG-LI) |  | K - Long Island
2937 | Home N in 11590 |  |  | Westbury | NY | 11590 |  |  |  |  | 10 | [9 empty] | FALSE | KJFK | 2022-04-01 03:23 | 1 |  |  | Residential | Single-family detached |  |  | Long Island Power Authority (PSEG-LI) |  | K - Long Island
2938 | Home E in 11703 |  |  | North Babylon | NY | 11703 |  |  |  |  | 5 | [9 empty] | FALSE | KISP | 2022-04-01 03:23 | 1 |  |  | Residential | Single-family detached |  |  | Long Island Power Authority (PSEG-LI) |  | K - Long Island
2939 | Home F in 11703 |  |  | North Babylon | NY | 11703 |  |  |  |  | 10 | [9 empty] | FALSE | KISP | 2022-04-01 03:23 | 1 |  |  | Residential | Single-family detached |  |  | Long Island Power Authority (PSEG-LI) |  | K - Long Island
2940 | Home I in 11710 |  |  | North Bellmore | NY | 11710 |  |  |  |  | 10 | [9 empty] | FALSE | KJFK | 2022-04-01 03:23 | 1 |  |  | Residential | Single-family detached |  |  | Long Island Power Authority (PSEG-LI) |  | K - Long Island
2941 | Home B in 11714 |  |  | Bethpage | NY | 11714 |  |  |  |  | 5 | [9 empty] | FALSE | KJFK | 2022-04-01 03:23 | 1 |  |  | Residential | Single-family detached |  |  | Long Island Power Authority (PSEG-LI) |  | K - Long Island
2942 | Facility A in 11714 |  |  | Bethpage | NY | 11714 |  |  |  |  | 15 | [9 empty] | FALSE | KJFK | 2022-04-01 03:23 | 1 |  |  | Residential | Single-family detached |  |  | Long Island Power Authority (PSEG-LI) |  | K - Long Island
2943 | Home E in 11720 |  |  | Centereach | NY | 11720 |  |  |  |  | 10 | [9 empty] | FALSE | KISP | 2022-04-01 03:23 | 1 |  |  | Residential | Single-family detached |  |  | Long Island Power Authority (PSEG-LI) |  | K - Long Island
2944 | Home F in 11720 |  |  | Centereach | NY | 11720 |  |  |  |  | 10 | [9 empty] | FALSE | KISP | 2022-04-01 03:23 | 1 |  |  | Residential | Single-family detached |  |  | Long Island Power Authority (PSEG-LI) |  | K - Long Island
2945 | Home G in 11720 |  |  | Centereach | NY | 11720 |  |  |  |  | 5 | [9 empty] | FALSE | KISP | 2022-04-01 03:23 | 1 |  |  | Residential | Single-family detached |  |  | Long Island Power Authority (PSEG-LI) |  | K - Long Island
2946 | Home C in 11741 |  |  | Holbrook | NY | 11741 |  |  |  |  | 10 | [9 empty] | FALSE | KISP | 2022-04-01 03:23 | 1 |  |  | Residential | Single-family detached |  |  | Long Island Power Authority (PSEG-LI) |  | K - Long Island
2947 | Home B in 11742 |  |  | Holtsville | NY | 11742 |  |  |  |  | 10 | [9 empty] | FALSE | KISP | 2022-04-01 03:23 | 1 |  |  | Residential | Single-family detached |  |  | Long Island Power Authority (PSEG-LI) |  | K - Long Island
2948 | Home L in 11743 |  |  | Huntington | NY | 11743 |  |  |  |  | 10 | [9 empty] | FALSE | KISP | 2022-04-01 03:23 | 1 |  |  | Residential | Single-family detached |  |  | Long Island Power Authority (PSEG-LI) |  | K - Long Island
2949 | Home M in 11743 |  |  | Huntington | NY | 11743 |  |  |  |  | 10 | [9 empty] | FALSE | KISP | 2022-04-01 03:23 | 1 |  |  | Residential | Single-family detached |  |  | Long Island Power Authority (PSEG-LI) |  | K - Long Island
2950 | Home P in 11746 |  |  | Huntington Station | NY | 11746 |  |  |  |  | 10 | [9 empty] | FALSE | KISP | 2022-04-01 03:23 | 1 |  |  | Residential | Single-family detached |  |  | Long Island Power Authority (PSEG-LI) |  | K - Long Island
2951 | Home H in 11747 |  |  | Melville | NY | 11747 |  |  |  |  | 10 | [9 empty] | FALSE | KISP | 2022-04-01 03:23 | 1 |  |  | Residential | Single-family detached |  |  | Long Island Power Authority (PSEG-LI) |  | K - Long Island
2952 | Facility A in 11751 |  |  | Islip | NY | 11751 |  |  |  |  | 15 | [9 empty] | FALSE | KISP | 2022-04-01 03:23 | 1 |  |  | Residential | Single-family detached |  |  | Long Island Power Authority (PSEG-LI) |  | K - Long Island
2953 | Home I in 11753 |  |  | Jericho | NY | 11753 |  |  |  |  | 10 | [9 empty] | FALSE | KJFK | 2022-04-01 03:23 | 1 |  |  | Residential | Single-family detached |  |  | Long Island Power Authority (PSEG-LI) |  | K - Long Island
2954 | Facility A in 11753 |  |  | Jericho | NY | 11753 |  |  |  |  | 15 | [9 empty] | FALSE | KJFK | 2022-04-01 03:23 | 1 |  |  | Residential | Single-family detached |  |  | Long Island Power Authority (PSEG-LI) |  | K - Long Island
2955 | Home J in 11753 |  |  | Jericho | NY | 11753 |  |  |  |  | 10 | [9 empty] | FALSE | KJFK | 2022-04-01 03:23 | 1 |  |  | Residential | Single-family detached |  |  | Long Island Power Authority (PSEG-LI) |  | K - Long Island
2956 | Home F in 11754 |  |  | Kings Park | NY | 11754 |  |  |  |  | 5 | [9 empty] | FALSE | KISP | 2022-04-01 03:23 | 1 |  |  | Residential | Single-family detached |  |  | Long Island Power Authority (PSEG-LI) |  | K - Long Island
2957 | Home J in 11756 |  |  | Levittown | NY | 11756 |  |  |  |  | 5 | [9 empty] | FALSE | KJFK | 2022-04-01 03:23 | 1 |  |  | Residential | Single-family detached |  |  | Long Island Power Authority (PSEG-LI) |  | K - Long Island
2958 | Home K in 11756 |  |  | Levittown | NY | 11756 |  |  |  |  | 10 | [9 empty] | FALSE | KJFK | 2022-04-01 03:23 | 1 |  |  | Residential | Single-family detached |  |  | Long Island Power Authority (PSEG-LI) |  | K - Long Island
2959 | Facility A in 11756 |  |  | Levittown | NY | 11756 |  |  |  |  | 15 | [9 empty] | FALSE | KJFK | 2022-04-01 03:23 | 1 |  |  | Residential | Single-family detached |  |  | Long Island Power Authority (PSEG-LI) |  | K - Long Island
2960 | Home L in 11756 |  |  | Levittown | NY | 11756 |  |  |  |  | 5 | [9 empty] | FALSE | KJFK | 2022-04-01 03:23 | 1 |  |  | Residential | Single-family detached |  |  | Long Island Power Authority (PSEG-LI) |  | K - Long Island
2961 | Home J in 11758 |  |  | Massapequa | NY | 11758 |  |  |  |  | 5 | [9 empty] | FALSE | KJFK | 2022-04-01 03:23 | 1 |  |  | Residential | Single-family detached |  |  | Long Island Power Authority (PSEG-LI) |  | K - Long Island
2962 | Home K in 11758 |  |  | Massapequa | NY | 11758 |  |  |  |  | 10 | [9 empty] | FALSE | KJFK | 2022-04-01 03:23 | 1 |  |  | Residential | Single-family detached |  |  | Long Island Power Authority (PSEG-LI) |  | K - Long Island
2963 | Home L in 11758 |  |  | Massapequa | NY | 11758 |  |  |  |  | 5 | [9 empty] | FALSE | KJFK | 2022-04-01 03:23 | 1 |  |  | Residential | Single-family detached |  |  | Long Island Power Authority (PSEG-LI) |  | K - Long Island
2964 | Home M in 11758 |  |  | Massapequa | NY | 11758 |  |  |  |  | 10 | [9 empty] | FALSE | KJFK | 2022-04-01 03:23 | 1 |  |  | Residential | Single-family detached |  |  | Long Island Power Authority (PSEG-LI) |  | K - Long Island
2965 | Home D in 11767 |  |  | Nesconset | NY | 11767 |  |  |  |  | 5 | [9 empty] | FALSE | KISP | 2022-04-01 03:23 | 1 |  |  | Residential | Single-family detached |  |  | Long Island Power Authority (PSEG-LI) |  | K - Long Island
2966 | Home J in 11768 |  |  | Northport | NY | 11768 |  |  |  |  | 10 | [9 empty] | FALSE | KISP | 2022-04-01 03:23 | 1 |  |  | Residential | Single-family detached |  |  | Long Island Power Authority (PSEG-LI) |  | K - Long Island
2967 | Home C in 11772 |  |  | Patchogue | NY | 11772 |  |  |  |  | 1.27 | [9 empty] | FALSE | KISP | 2022-04-01 03:23 | 1 |  |  | Residential | Single-family detached |  |  | Long Island Power Authority (PSEG-LI) |  | K - Long Island
2968 | Home D in 11772 |  |  | Patchogue | NY | 11772 |  |  |  |  | 10 | [9 empty] | FALSE | KISP | 2022-04-01 03:23 | 1 |  |  | Residential | Single-family detached |  |  | Long Island Power Authority (PSEG-LI) |  | K - Long Island
2969 | Home E in 11772 |  |  | Patchogue | NY | 11772 |  |  |  |  | 10 | [9 empty] | FALSE | KISP | 2022-04-01 03:23 | 1 |  |  | Residential | Single-family detached |  |  | Long Island Power Authority (PSEG-LI) |  | K - Long Island
2970 | Home B in 11777 |  |  | Port Jefferson | NY | 11777 |  |  |  |  | 10 | [9 empty] | FALSE | KISP | 2022-04-01 03:23 | 1 |  |  | Residential | Single-family detached |  |  | Long Island Power Authority (PSEG-LI) |  | K - Long Island
2971 | Home F in 11779 |  |  | Lake Ronkonkoma | NY | 11779 |  |  |  |  | 10 | [9 empty] | FALSE | KISP | 2022-04-01 03:23 | 1 |  |  | Residential | Single-family detached |  |  | Long Island Power Authority (PSEG-LI) |  | K - Long Island
2972 | Home G in 11779 |  |  | Ronkonkoma | NY | 11779 |  |  |  |  | 6.7 | [9 empty] | FALSE | KISP | 2022-04-01 03:23 | 1 |  |  | Residential | Single-family detached |  |  | Long Island Power Authority (PSEG-LI) |  | K - Long Island
2973 | Home H in 11779 |  |  | Ronkonkoma | NY | 11779 |  |  |  |  | 10 | [9 empty] | FALSE | KISP | 2022-04-01 03:23 | 1 |  |  | Residential | Single-family detached |  |  | Long Island Power Authority (PSEG-LI) |  | K - Long Island
2974 | Home D in 11780 |  |  | Saint James | NY | 11780 |  |  |  |  | 6.7 | [9 empty] | FALSE | KISP | 2022-04-01 03:23 | 1 |  |  | Residential | Single-family detached |  |  | Long Island Power Authority (PSEG-LI) |  | K - Long Island
2975 | Facility A in 11780 |  |  | Saint James | NY | 11780 |  |  |  |  | 15 | [9 empty] | FALSE | KISP | 2022-04-01 03:23 | 1 |  |  | Residential | Single-family detached |  |  | Long Island Power Authority (PSEG-LI) |  | K - Long Island
2976 | Facility A in 11782 |  |  | Sayville | NY | 11782 |  |  |  |  | 15 | [9 empty] | FALSE | KISP | 2022-04-01 03:23 | 1 |  |  | Residential | Single-family detached |  |  | Long Island Power Authority (PSEG-LI) |  | K - Long Island
2977 | Home C in 11783 |  |  | Seaford | NY | 11783 |  |  |  |  | 10 | [9 empty] | FALSE | KJFK | 2022-04-01 03:23 | 1 |  |  | Residential | Single-family detached |  |  | Long Island Power Authority (PSEG-LI) |  | K - Long Island
2978 | Home D in 11783 |  |  | Seaford | NY | 11783 |  |  |  |  | 10 | [9 empty] | FALSE | KJFK | 2022-04-01 03:23 | 1 |  |  | Residential | Single-family detached |  |  | Long Island Power Authority (PSEG-LI) |  | K - Long Island
2979 | Home L in 11787 |  |  | Smithtown | NY | 11787 |  |  |  |  | 10 | [9 empty] | FALSE | KISP | 2022-04-01 03:23 | 1 |  |  | Residential | Single-family detached |  |  | Long Island Power Authority (PSEG-LI) |  | K - Long Island
2980 | Home M in 11787 |  |  | Smithtown | NY | 11787 |  |  |  |  | 3.84 | [9 empty] | FALSE | KISP | 2022-04-01 03:23 | 1 |  |  | Residential | Single-family detached |  |  | Long Island Power Authority (PSEG-LI) |  | K - Long Island
2981 | Home N in 11787 |  |  | Smithtown | NY | 11787 |  |  |  |  | 10 | [9 empty] | FALSE | KISP | 2022-04-01 03:23 | 1 |  |  | Residential | Single-family detached |  |  | Long Island Power Authority (PSEG-LI) |  | K - Long Island
2982 | Home V in 11791 |  |  | Syosset | NY | 11791 |  |  |  |  | 2.85 | [9 empty] | FALSE | KJFK | 2022-04-01 03:23 | 1 |  |  | Residential | Single-family detached |  |  | Long Island Power Authority (PSEG-LI) |  | K - Long Island
2983 | Facility A in 11791 |  |  | Syosset | NY | 11791 |  |  |  |  | 15 | [9 empty] | FALSE | KJFK | 2022-04-01 03:23 | 1 |  |  | Residential | Single-family detached |  |  | Long Island Power Authority (PSEG-LI) |  | K - Long Island
2984 | Home T in 11791 |  |  | Syosset | NY | 11791 |  |  |  |  | 10 | [9 empty] | FALSE | KJFK | 2022-04-01 03:23 | 1 |  |  | Residential | Single-family detached |  |  | Long Island Power Authority (PSEG-LI) |  | K - Long Island
2985 | Home U in 11791 |  |  | Syosset | NY | 11791 |  |  |  |  | 5 | [9 empty] | FALSE | KJFK | 2022-04-01 03:23 | 1 |  |  | Residential | Single-family detached |  |  | Long Island Power Authority (PSEG-LI) |  | K - Long Island
2986 | Facility A in 11792 |  |  | Wading River | NY | 11792 |  |  |  |  | 18 | [9 empty] | FALSE | KISP | 2022-04-01 03:23 | 1 |  |  | Residential | Single-family detached |  |  | Long Island Power Authority (PSEG-LI) |  | K - Long Island
2987 | Home F in 11793 |  |  | Wantagh | NY | 11793 |  |  |  |  | 10 | [9 empty] | FALSE | KJFK | 2022-04-01 03:23 | 1 |  |  | Residential | Single-family detached |  |  | Long Island Power Authority (PSEG-LI) |  | K - Long Island
2988 | Home C in 11795 |  |  | West Islip | NY | 11795 |  |  |  |  | 10 | [9 empty] | FALSE | KISP | 2022-04-01 03:23 | 1 |  |  | Residential | Single-family detached |  |  | Long Island Power Authority (PSEG-LI) |  | K - Long Island
2989 | Home D in 11795 |  |  | West Islip | NY | 11795 |  |  |  |  | 10 | [9 empty] | FALSE | KISP | 2022-04-01 03:23 | 1 |  |  | Residential | Single-family detached |  |  | Long Island Power Authority (PSEG-LI) |  | K - Long Island
2990 | Home F in 11797 |  |  | Woodbury | NY | 11797 |  |  |  |  | 10 | [9 empty] | FALSE | KJFK | 2022-04-01 03:23 | 1 |  |  | Residential | Single-family detached |  |  | Long Island Power Authority (PSEG-LI) |  | K - Long Island
2991 | Home G in 11801 |  |  | Hicksville | NY | 11801 |  |  |  |  | 5 | [9 empty] | FALSE | KJFK | 2022-04-01 03:23 | 1 |  |  | Residential | Single-family detached |  |  | Long Island Power Authority (PSEG-LI) |  | K - Long Island
2992 | Home H in 11801 |  |  | Hicksville | NY | 11801 |  |  |  |  | 5 | [9 empty] | FALSE | KJFK | 2022-04-01 03:23 | 1 |  |  | Residential | Single-family detached |  |  | Long Island Power Authority (PSEG-LI) |  | K - Long Island
2993 | Home J in 11803 |  |  | Plainview | NY | 11803 |  |  |  |  | 10 | [9 empty] | FALSE | KJFK | 2022-04-01 03:23 | 1 |  |  | Residential | Single-family detached |  |  | Long Island Power Authority (PSEG-LI) |  | K - Long Island
2994 | Home K in 11803 |  |  | Plainview | NY | 11803 |  |  |  |  | 5 | [9 empty] | FALSE | KJFK | 2022-04-01 03:23 | 1 |  |  | Residential | Single-family detached |  |  | Long Island Power Authority (PSEG-LI) |  | K - Long Island
2995 | Home L in 11803 |  |  | Plainview | NY | 11803 |  |  |  |  | 10 | [9 empty] | FALSE | KJFK | 2022-04-01 03:23 | 1 |  |  | Residential | Single-family detached |  |  | Long Island Power Authority (PSEG-LI) |  | K - Long Island
2996 | Home M in 11803 |  |  | Plainview | NY | 11803 |  |  |  |  | 10 | [9 empty] | FALSE | KJFK | 2022-04-01 03:23 | 1 |  |  | Residential | Single-family detached |  |  | Long Island Power Authority (PSEG-LI) |  | K - Long Island
2997 | Facility A in 11803 |  |  | Plainview | NY | 11803 |  |  |  |  | 15 | [9 empty] | FALSE | KJFK | 2022-04-01 03:23 | 1 |  |  | Residential | Single-family detached |  |  | Long Island Power Authority (PSEG-LI) |  | K - Long Island
2998 | Home N in 11803 |  |  | Plainview | NY | 11803 |  |  |  |  | 10 | [9 empty] | FALSE | KJFK | 2022-04-01 03:23 | 1 |  |  | Residential | Single-family detached |  |  | Long Island Power Authority (PSEG-LI) |  | K - Long Island
2999 | Home O in 11803 |  |  | Plainview | NY | 11803 |  |  |  |  | 5 | [9 empty] | FALSE | KJFK | 2022-04-01 03:23 | 1 |  |  | Residential | Single-family detached |  |  | Long Island Power Authority (PSEG-LI) |  | K - Long Island
3000 | Facility B in 11803 |  |  | Plainview | NY | 11803 |  |  |  |  | 20 | [9 empty] | FALSE | KJFK | 2022-04-01 03:23 | 1 |  |  | Residential | Single-family detached |  |  | Long Island Power Authority (PSEG-LI) |  | K - Long Island
3001 | Home B in 11901 |  |  | Flanders | NY | 11901 |  |  |  |  | 5 | [9 empty] | FALSE | KISP | 2022-04-01 03:23 | 1 |  |  | Residential | Single-family detached |  |  | Long Island Power Authority (PSEG-LI) |  | K - Long Island
3002 | Home D in 11946 |  |  | Hampton Bays | NY | 11946 |  |  |  |  | 5 | [9 empty] | FALSE | KISP | 2022-04-01 03:23 | 1 |  |  | Residential | Single-family detached |  |  | Long Island Power Authority (PSEG-LI) |  | K - Long Island
3003 | Home E in 11959 |  |  | East Quogue | NY | 11959 |  |  |  |  | 9.3 | [9 empty] | FALSE | KISP | 2022-04-01 03:23 | 1 |  |  | Residential | Single-family detached |  |  | Long Island Power Authority (PSEG-LI) |  | K - Long Island
3004 | Home G in 11963 |  |  | Sag Harbor | NY | 11963 |  |  |  |  | 10 | [9 empty] | FALSE | KISP | 2022-04-01 03:23 | 1 |  |  | Residential | Single-family detached |  |  | Long Island Power Authority (PSEG-LI) |  | K - Long Island
3005 | Home C in 11964 |  |  | Shelter Island | NY | 11964 |  |  |  |  | 10 | [9 empty] | FALSE | KISP | 2022-04-01 03:23 | 1 |  |  | Residential | Single-family detached |  |  | Long Island Power Authority (PSEG-LI) |  | K - Long Island
3006 | Facility A in 11967 |  |  | Shirley | NY | 11967 |  |  |  |  | 15 | [9 empty] | FALSE | KISP | 2022-04-01 03:23 | 1 |  |  | Residential | Single-family detached |  |  | Long Island Power Authority (PSEG-LI) |  | K - Long Island
3007 | Home A in 11971 |  |  | Southold | NY | 11971 |  |  |  |  | 5 | [9 empty] | FALSE | KISP | 2022-04-01 03:23 | 1 |  |  | Residential | Single-family detached |  |  | Long Island Power Authority (PSEG-LI) |  | K - Long Island
3008 | Abundant Solar Pow - 2985 County Route 84 42.026902, 77.5 - PV Systems | 2985 County Route 84 |  | Troupsburg | NY | 14885 |  |  | 7038.36 | 0 | 0 | 0 | 0 | 0 | 0 | 0 | 0 | 0 | 0 | 0 | FALSE | KELM | 2022-04-08 20:37 | 1 |  |  | Offsite Resource | Solar Farm |  |  | New York State Electric and Gas |  | C - Central
3009 | Borrego Solar Systems, Inc. - 241 Knapp Rd East - PV Systems | 241 Knapp Road |  | Akron | NY | 14001 |  |  | 6265.62 | 0 | 0 | 0 | 0 | 0 | 0 | 0 | 0 | 0 | 0 | 0 | FALSE | KBUF | 2022-04-08 20:37 | 1 |  |  | Offsite Resource | Solar Farm |  |  | National Grid - Upstate NY (Niagara Mohawk) |  | A - West
3010 | Novis Renewables LLC - 5785 Judd Rd | 5785 Judd Rd |  | Oriskany | NY | 13424 |  |  | 7508.54 | 0 | 0 | 0 | 0 | 0 | 0 | 0 | 0 | 0 | 0 | 0 | FALSE | KSYR | 2022-05-02 13:29 | 1 |  |  | Offsite Resource | Solar Farm |  |  | National Grid - Upstate NY (Niagara Mohawk) |  | E - Mohawk Valley
3011 | OYA State Route 122 LLC - 1436 State Route 122 - PV Systems | 1436 State Route 122 |  | Constable | NY | 12926 |  |  | 6804.91 | 0 | 0 | 0 | 0 | 0 | 0 | 0 | 0 | 0 | 0 | 0 | FALSE | KPBG | 2022-08-23 13:50 | 1 |  |  | Offsite Resource | Solar Farm |  |  | New York State Electric and Gas |  | D - North
3012 | New York Department - Midstate - PV Systems | 9005 Old River Rd |  | Marcy | NY | 13403 |  |  | 4989.6 | 0 | 0 | 0 | 0 | 0 | 0 | 0 | 0 | 0 | 0 | 0 | FALSE | KRME | 2022-05-06 13:52 | 1 |  |  | Public Order and Safety | Jail, Reformatory, or Penitentiary |  |  | National Grid - Upstate NY (Niagara Mohawk) |  | E - Mohawk Valley
3013 | Erin Renewables, LLC - 875 Breesport Road - PV Systems | 875 Breesport Road |  | Erin | NY | 14838 |  |  | 2942.94 | 0 | 0 | 0 | 0 | 0 | 0 | 0 | 0 | 0 | 0 | 0 | FALSE | KELM | 2022-05-05 22:43 | 1 |  |  | Offsite Resource | Solar Farm |  |  | New York State Electric and Gas |  | C - Central
3014 | Novis Renewables LLC - 5062 N Eagle Village Rd - PV Systems | 5062 N Eagle Village Rd |  | Manlius | NY | 13104 |  |  | 7502.04 | 0 | 0 | 0 | 0 | 0 | 0 | 0 | 0 | 0 | 0 | 0 | FALSE | KSYR | 2022-05-05 22:44 | 1 |  |  | Offsite Resource | Solar Farm |  |  | National Grid - Upstate NY (Niagara Mohawk) |  | E - Mohawk Valley
3015 | Morristown Solar II, LLC - 245127 | 34 County Road 2 |  | Brier Hill | NY | 13664 |  |  | 6951.42 | 0 | 0 | 0 | 0 | 0 | 0 | 0 | 0 | 0 | 0 | 0 | FALSE | KART | 2022-05-06 16:08 | 1 |  |  | Offsite Resource | Solar Farm |  |  | National Grid - Upstate NY (Niagara Mohawk) |  | E - Mohawk Valley
3016 | SolarCity Corporat - 1994 East River Rd | 1994 E River Rd |  | Cortland | NY | 13045 |  |  | 2661.12 | 0 | 0 | 0 | 0 | 0 | 0 | 0 | 0 | 0 | 0 | 0 | FALSE | KITH | 2022-05-06 19:47 | 1 |  |  | Offsite Resource | Solar Farm |  |  | National Grid - Upstate NY (Niagara Mohawk) |  | C - Central
3017 | DG New York CS, LLC - Brothertown Rd | 1309 Brothertown Road |  | Waterville | NY | 13480 |  |  | 6544.46 | 0 | 0 | 0 | 0 | 0 | 0 | 0 | 0 | 0 | 0 | 0 | FALSE | KSYR | 2022-05-06 19:47 | 1 |  |  | Offsite Resource | Solar Farm |  |  | New York State Electric and Gas |  | E - Mohawk Valley
3018 | Delaware River Solar, LLC - State Route 14A | State Route 14A |  | Benton | NY | 14527 |  |  | 6899.85 | 0 | 0 | 0 | 0 | 0 | 0 | 0 | 0 | 0 | 0 | 0 | FALSE | KITH | 2022-05-11 19:58 | 1 |  |  | Offsite Resource | Solar Farm |  |  | New York State Electric and Gas |  | C - Central
3019 | Lapeer Cortland Solar, LLC - 2160 Harvey Hill | 2160 Harvey Hill Road |  | Marathon | NY | 13803 |  |  | 7500 | 0 | 0 | 0 | 0 | 0 | 0 | 0 | 0 | 0 | 0 | 0 | FALSE | KITH | 2022-05-11 19:58 | 1 |  |  | Offsite Resource | Solar Farm |  |  | New York State Electric and Gas |  | C - Central
3020 | Lapeer Cortland Solar, LLC - 2162 Harvey Hill | 2162 Harvey Hill Rd |  | Marathon | NY | 13803 |  |  | 7498.92 | 0 | 0 | 0 | 0 | 0 | 0 | 0 | 0 | 0 | 0 | 0 | FALSE | KITH | 2022-05-11 19:58 | 1 |  |  | Offsite Resource | Solar Farm |  |  | New York State Electric and Gas |  | C - Central
3021 | Lapeer Cortland Solar, LLC - 2223 Clarks Corners | 2223 Clarks Corners Rd |  | Marathon | NY | 13803 |  |  | 7497.49 | 0 | 0 | 0 | 0 | 0 | 0 | 0 | 0 | 0 | 0 | 0 | FALSE | KITH | 2022-05-11 19:58 | 1 |  |  | Offsite Resource | Solar Farm |  |  | New York State Electric and Gas |  | C - Central
3022 | Novis Renewables - 8574 Green Lakes Rd | 8507 Green Lakes Rd |  | Fayetteville | NY | 13066 |  |  | 7421.96 | 0 | 0 | 0 | 0 | 0 | 0 | 0 | 0 | 0 | 0 | 0 | FALSE | KSYR | 2022-05-27 19:57 | 1 |  |  | Offsite Resource | Solar Farm |  |  | National Grid - Upstate NY (Niagara Mohawk) |  | C - Central
3023 | Borrego Solar Systems - 5230 Town Line Road | 5230 Town Line Rd |  | Batavia | NY | 14020 |  |  | 6453.81 | 0 | 0 | 0 | 0 | 0 | 0 | 0 | 0 | 0 | 0 | 0 | FALSE | KROC | 2022-05-13 18:59 | 1 |  |  | Offsite Resource | Solar Farm |  |  | National Grid - Upstate NY (Niagara Mohawk) |  | B - Genessee
3024 | Lodestar Energy - County Road 16 | County Rd 16 |  | Beaver Dams | NY | 14812 |  |  | 7493.2 | 0 | 0 | 0 | 0 | 0 | 0 | 0 | 0 | 0 | 0 | 0 | FALSE | KITH | 2022-05-13 18:59 | 1 |  |  | Offsite Resource | Solar Farm |  |  | New York State Electric and Gas |  | C - Central
3025 | ABA Clean Energy, LLC 55 Lehigh Road, Richland | 55 Lehigh Rd |  | Richland | NY | 13142 |  |  | 2630.88 | 0 | 2000 | 7698 | 0 | 0 | 0 | 0 | 0 | 0 | 0 | 0 | FALSE | KSYR | 2022-05-25 18:18 | 1 |  |  | Offsite Resource | Solar Farm |  |  | National Grid - Upstate NY (Niagara Mohawk) |  | C - Central
3026 | St. Mary’s Hospital for Children | 2901 216th St |  | Queens | NY | 11360 |  |  | 265 | 1265.5 | 0 | 0 | 0 | 0 | 0 | 0 | 0 | 0 | 0 | 0 | TRUE | KLGA | 2022-08-26 14:22 | 1 |  |  | Health Care (Inpatient) | Hospital |  |  | Consolidated Edison | National Grid - NYC (Brooklyn Union) | J - New York City
3027 | Calvary Hospital | 1740 Eastchester Rd |  | Bronx | NY | 10461 |  |  | 530 | 2531 | 0 | 0 | 0 | 0 | 0 | 0 | 0 | 0 | 0 | 0 | TRUE | KLGA | 2022-08-26 14:22 | 1 |  |  | Health Care (Inpatient) | Hospital |  |  | Consolidated Edison | Consolidated Edison | J - New York City
3028 | New York University 370 Jay Street | 370 Jay St |  | Brooklyn | NY | 11201 |  |  | 1000 | 4410 | 0 | 0 | 0 | 0 | 0 | 0 | 0 | 0 | 0 | 0 | TRUE | KLGA | 2022-06-01 03:43 | 1 |  |  | Education | College or University |  |  | Consolidated Edison | National Grid - NYC (Brooklyn Union) | J - New York City
3029 | 20 Jones Street | 20 Jones Street |  | New Rochelle | NY | 10801 |  |  | 735 | 0 | 565 | 2260 | 0 | 0 | 0 | 0 | 0 | 0 | 0 | 0 | FALSE | KLGA | 2022-06-01 20:54 | 1 |  |  | Warehouse and Storage |  |  |  | Consolidated Edison |  | I - Dunwoodie
3030 | Glenmere | 1199 Pulaski Hwy |  | Goshen | NY | 10921 |  |  | 3769.74 | 0 | 2475 | 8000 | 0 | 0 | 0 | 0 | 0 | 0 | 0 | 0 | FALSE | KSWF | 2022-06-17 17:02 | 1 | Glenmere Lake Solar |  | Offsite Resource | Utility Support |  |  | Orange and Rockland Utilities |  | G - Hudson Valley
3031 | NY Afton I, LLC - 271 County Road 17 | 271 County Road 17 |  | Afton | NY | 13730 |  |  | 4482.12 | 0 | 0 | 0 | 0 | 0 | 0 | 0 | 0 | 0 | 0 | 0 | FALSE | KSYR | 2022-06-10 20:16 | 1 |  |  | Offsite Resource | Solar Farm |  |  | New York State Electric and Gas |  | E - Mohawk Valley
3032 | TJANYPaul Rd Castelton | 13 Paul Road |  | Castleton on Hudson | NY | 12033 |  |  | 7207.2 | 0 | 0 | 0 | 0 | 0 | 0 | 0 | 0 | 0 | 0 | 0 | FALSE | KALB | 2022-06-10 20:17 | 1 |  |  | Offsite Resource | Solar Farm |  |  | National Grid - Upstate NY (Niagara Mohawk) |  | F - Capital
3033 | South Goshen | 2461 NY 17A |  | Goshen | NY | 10924 |  |  | 6928.74 | 0 | 5000 | 15229 | 0 | 0 | 0 | 0 | 0 | 0 | 0 | 0 | FALSE | KSWF | 2022-06-17 17:02 | 1 |  |  | Offsite Resource | Solar Farm |  |  | Orange and Rockland Utilities |  | G - Hudson Valley
3034 | Solitude Solar - 6468 Glendale Rd | 6468 Glendale Rd |  | Glenfield | NY | 13343 |  |  | 2838.24 | 0 | 0 | 0 | 0 | 0 | 0 | 0 | 0 | 0 | 0 | 0 | FALSE | KART | 2022-06-22 17:32 | 1 |  |  | Offsite Resource | Solar Farm |  |  | National Grid - Upstate NY (Niagara Mohawk) |  | E - Mohawk Valley
3035 | Cypress Creek Renewables 590 County Road 108 | 590 County Road 108 |  | St Johnsville | NY | 13452 |  |  | 6517.8 | 0 | 0 | 0 | 0 | 0 | 0 | 0 | 0 | 0 | 0 | 0 | FALSE | KALB | 2022-06-23 20:01 | 1 |  |  | Offsite Resource | Solar Farm |  |  | National Grid - Upstate NY (Niagara Mohawk) |  | F - Capital
3036 | Drinkwater Solar - 512 Crum Creek Rd | 512 Crum Creek Rd |  | Saint Johnsville | NY | 13452 |  |  | 3002.67 | 0 | 0 | 0 | 0 | 0 | 0 | 0 | 0 | 0 | 0 | 0 | FALSE | KALB | 2022-06-23 20:01 | 1 |  |  | Offsite Resource | Solar Farm |  |  | National Grid - Upstate NY (Niagara Mohawk) |  | F - Capital
3037 | 1540 Broadway | 1540 Broadway |  | New York | NY | 10001 |  |  | 1429 | 5454 | 0 | 0 | 0 | 0 | 0 | 0 | 0 | 0 | 0 | 0 | TRUE | KLGA | 2022-08-26 14:22 | 1 |  |  | Office | Mixed-Use Office |  |  | Consolidated Edison | Consolidated Edison | J - New York City
3038 | Industrial Loop | 28 Industrial Loop |  | Staten Island | NY | 10309 |  |  | 5000 | 0 | 0 | 0 | 0 | 0 | 0 | 0 | 0 | 0 | 0 | 0 | FALSE | KEWR | 2022-08-26 14:22 | 1 |  |  | Manufacturing | Miscellaneous |  |  | Consolidated Edison | Consolidated Edison | J - New York City
3039 | Shawangunk Community Solar Farm | 3014 State Route 52 |  | Shawangunk | NY | 12566 |  |  | 2545.24 | 0 | 0 | 0 | 0 | 0 | 0 | 0 | 0 | 0 | 0 | 0 | FALSE | KSWF | 2022-06-30 19:43 | 1 |  |  | Offsite Resource | Solar Farm |  |  | New York State Electric and Gas |  | G - Hudson Valley
3040 | Finney Solar - State Route 67 | 3047 State Route 67 |  | Fort Johnson | NY | 12070 |  |  | 6503.355 | 0 | 0 | 0 | 0 | 0 | 0 | 0 | 0 | 0 | 0 | 0 | FALSE | KALB | 2022-07-08 15:44 | 1 |  |  | Offsite Resource | Solar Farm |  |  | National Grid - Upstate NY (Niagara Mohawk) |  | F - Capital
3041 | Hume - Wiscoy Solar I, LLC | 6531 Wiscoy Mills Mills Road |  | Hume | NY | 14735 |  |  | 6189.48 | 0 | 0 | 0 | 0 | 0 | 0 | 0 | 0 | 0 | 0 | 0 | FALSE | KROC | 2022-07-15 18:41 | 1 |  |  | Offsite Resource | Solar Farm |  |  | Rochester Gas and Electric |  | B - Genessee
3042 | Hume - Wiscoy Solar II, LLC | 6531 Wiscoy Mills Mills Road |  | Hume | NY | 14735 |  |  | 6765.12 | 0 | 0 | 0 | 0 | 0 | 0 | 0 | 0 | 0 | 0 | 0 | FALSE | KROC | 2022-07-15 18:41 | 1 |  |  | Offsite Resource | Solar Farm |  |  | Rochester Gas and Electric |  | B - Genessee
3043 | Mt. Morris - Creek & Hendershot Solar I, LLC | 6562 Creek Road |  | Mt. Morris | NY | 14510 |  |  | 6569.64 | 0 | 0 | 0 | 0 | 0 | 0 | 0 | 0 | 0 | 0 | 0 | FALSE | KROC | 2022-07-15 18:41 | 1 |  |  | Offsite Resource | Solar Farm |  |  | Rochester Gas and Electric |  | B - Genessee
3044 | Mt. Morris - Creek & Hendershot Solar II, LLC | 6562 Creek Road |  | Mt. Morris | NY | 14510 |  |  | 1829.52 | 0 | 0 | 0 | 0 | 0 | 0 | 0 | 0 | 0 | 0 | 0 | FALSE | KROC | 2022-07-15 18:40 | 1 |  |  | Offsite Resource | Solar Farm |  |  | Rochester Gas and Electric |  | B - Genessee
3045 | Mt. Morris - Creek Solar, LLC | 6474 Creek Road |  | Mt. Morris | NY | 14510 |  |  | 6469.335 | 0 | 0 | 0 | 0 | 0 | 0 | 0 | 0 | 0 | 0 | 0 | FALSE | KROC | 2022-07-15 18:40 | 1 |  |  | Offsite Resource | Solar Farm |  |  | Rochester Gas and Electric |  | B - Genessee
3046 | Major R. Owens Health & Wellness Community Center | 1555 Bedford Ave |  | Brooklyn | NY | 11225 |  |  | 625 | 3900 | 0 | 0 | 0 | 0 | 0 | 0 | 0 | 0 | 0 | 0 | TRUE | KLGA | 2022-08-26 14:23 | 1 |  |  | Residential | Multifamily |  |  | Consolidated Edison | National Grid - NYC (Brooklyn Union) | J - New York City
3047 | Cicero Energy Storage 1 - 7790 Northern Blvd | 7790 Northern Blvd |  | East Syracuse | NY | 13057 |  |  | 7749 | 0 | 0 | 0 | 0 | 0 | 0 | 0 | 0 | 0 | 0 | 0 | FALSE | KSYR | 2022-07-19 17:24 | 1 |  |  | Offsite Resource | Solar Farm |  |  | National Grid - Upstate NY (Niagara Mohawk) |  | C - Central
3048 | Cicero Energy Storage 2 - 6262 Island Rd | 6262 Island Rd |  | Cicero | NY | 13039 |  |  | 7560.81 | 0 | 0 | 0 | 0 | 0 | 0 | 0 | 0 | 0 | 0 | 0 | FALSE | KSYR | 2022-07-19 17:24 | 1 |  |  | Offsite Resource | Solar Farm |  |  | National Grid - Upstate NY (Niagara Mohawk) |  | C - Central
3049 | Mt. Morris - Nunda Solar, LLC | 6787 Mt. Morris-Nunda Road |  | Mt. Morris | NY | 14510 |  |  | 6506.73 | 0 | 0 | 0 | 0 | 0 | 0 | 0 | 0 | 0 | 0 | 0 | FALSE | KROC | 2022-08-05 13:01 | 1 |  |  | Offsite Resource | Solar Farm |  |  | Rochester Gas and Electric |  | B - Genessee
3050 | Wildcat Renewables, LLC - 587 County Route 11 | 587 County Route 11 |  | Gouverneur | NY | 13642 |  |  | 4928.26 | 0 | 0 | 0 | 0 | 0 | 0 | 0 | 0 | 0 | 0 | 0 | FALSE | KART | 2022-09-21 19:31 | 1 |  |  | Offsite Resource | Solar Farm |  |  | National Grid - Upstate NY (Niagara Mohawk) |  | E - Mohawk Valley
3051 | 103 Sparling Road, LLC | 103 Sparling Rd |  | Saugerties | NY | 12477 |  |  | 4170.24 | 0 | 0 | 0 | 0 | 0 | 0 | 0 | 0 | 0 | 0 | 0 | FALSE | KITH | 2022-08-05 14:55 | 1 |  |  | Offsite Resource | Solar Farm |  |  | Central Hudson Gas and Electric |  | G - Hudson Valley
3052 | Valley View Center | 2 Glenmere Cove Rd |  | Goshen | NY | 10924 |  |  | 225 | 1569 | 0 | 0 | 0 | 0 | 0 | 0 | 0 | 0 | 0 | 0 | FALSE | KSWF | 2022-08-26 14:22 | 1 |  |  | Lodging | Nursing Home, Assisted Living, or Other Residential Care |  |  | Orange and Rockland Utilities | New York State Electric and Gas | G - Hudson Valley
3053 | GSPP Baxter 2, LLC - 473 Jackson Ave | 473 Jackson Ave |  | New Windsor | NY | 12553 |  |  | 4124.12 | 0 | 0 | 0 | 0 | 0 | 0 | 0 | 0 | 0 | 0 | 0 | FALSE | KPOU | 2022-08-10 19:07 | 1 |  |  | Offsite Resource | Solar Farm |  |  | Central Hudson Gas and Electric |  | G - Hudson Valley
3054 | Omni Navitas Holdings LLC - 1616 County Route 12 | 1616 County Route 12 |  | Central Square | NY | 13036 |  |  | 4182.23 | 0 | 0 | 0 | 0 | 0 | 0 | 0 | 0 | 0 | 0 | 0 | FALSE | KSYR | 2022-08-10 19:07 | 1 |  |  | Offsite Resource | Solar Farm |  |  | National Grid - Upstate NY (Niagara Mohawk) |  | C - Central
3055 | U.S. Light Energy - 35890 SR26 Units A & B | 35890 State Route 26 |  | Carthage | NY | 13619 |  |  | 12449.78 | 0 | 0 | 0 | 0 | 0 | 0 | 0 | 0 | 0 | 0 | 0 | FALSE | KART | 2022-08-12 17:29 | 2 |  |  | Offsite Resource | Solar Farm |  |  | National Grid - Upstate NY (Niagara Mohawk) |  | E - Mohawk Valley
3056 | Penn Yan Solar I LLC - 511 Hansen Point Rd | 511 Hansen Point Road |  | Penn Yan | NY | 14527 |  |  | 7215.43 | 0 | 0 | 0 | 0 | 0 | 0 | 0 | 0 | 0 | 0 | 0 | FALSE | KITH | 2022-08-19 15:57 | 1 |  |  | Offsite Resource | Solar Farm |  |  | New York State Electric and Gas |  | C - Central
3057 | Winant FC | 100 Winant Pl |  | Staten Island | NY | 10309 |  |  | 5000 | 0 | 0 | 0 | 0 | 0 | 0 | 0 | 0 | 0 | 0 | 0 | FALSE | KEWR | 2022-08-29 16:51 | 1 |  |  | Manufacturing | Miscellaneous |  |  | Consolidated Edison | Consolidated Edison | J - New York City
3058 | Ameresco, Inc. - 1196 NY Route 82 | 1196 NY Route 82 |  | East Fishkill | NY | 12533 |  |  | 6868.8 | 0 | 0 | 0 | 0 | 0 | 0 | 0 | 0 | 0 | 0 | 0 | FALSE | KPOU | 2022-09-08 18:52 | 1 |  |  | Offsite Resource | Solar Farm |  |  | Central Hudson Gas and Electric |  | G - Hudson Valley
3059 | Clarkson Renewables, LLC - Lake Road | 3891 Lake Rd N |  | Clarkson | NY | 14420 |  |  | 7127.12 | 0 | 0 | 0 | 0 | 0 | 0 | 0 | 0 | 0 | 0 | 0 | FALSE | KROC | 2022-09-19 19:27 | 1 |  |  | Offsite Resource | Solar Farm |  |  | National Grid - Upstate NY (Niagara Mohawk) |  | B - Genessee
3060 | Borrego Solar Systems - 2668 Redman Road | 2668 Redman Rd |  | Brockport | NY | 14420 |  |  | 8590.32 | 0 | 0 | 0 | 0 | 0 | 0 | 0 | 0 | 0 | 0 | 0 | FALSE | KROC | 2022-09-19 19:27 | 2 |  |  | Offsite Resource | Solar Farm |  |  | National Grid - Upstate NY (Niagara Mohawk) |  | B - Genessee
3061 | Wawayanda 2 | 200 Ridgebury Rd |  | Wawayanda | NY | 10958 |  |  | 2522.52 | 0 | 2000 | 8000 | 0 | 0 | 0 | 0 | 0 | 0 | 0 | 0 | FALSE | KPOU | 2023-03-09 17:05 | 1 |  |  | Offsite Resource | Solar Farm |  |  | Orange and Rockland Utilities |  | G - Hudson Valley
3062 | Delaware River Solar - Cafferty Hill | 267 Cafferty Hill Rd |  | Owego | NY | 13760 |  |  | 6913 | 0 | 0 | 0 | 0 | 0 | 0 | 0 | 0 | 0 | 0 | 0 | FALSE | KITH | 2022-09-16 16:33 | 1 |  |  | Offsite Resource | Solar Farm |  |  | New York State Electric and Gas |  | C - Central
3063 | Delaware River Solar - Route 19, Pike | Route 19 (#1) |  | Pike | NY | 14056 |  |  | 9931.68 | 0 | 0 | 0 | 0 | 0 | 0 | 0 | 0 | 0 | 0 | 0 | FALSE | KBUF | 2022-09-16 16:36 | 2 |  |  | Offsite Resource | Solar Farm |  |  | Rochester Gas and Electric |  | B - Genessee
3064 | GSPP Baxter 1 - 511 Jackson Ave. | 511 Jackson Ave |  | New Windsor | NY | 12553 |  |  | 5611.84 | 0 | 0 | 0 | 0 | 0 | 0 | 0 | 0 | 0 | 0 | 0 | FALSE | KPOU | 2022-09-16 16:37 | 1 |  |  | Offsite Resource | Solar Farm |  |  | Central Hudson Gas and Electric |  | G - Hudson Valley
3065 | Monroe County Water Authority - 2842 Penfield Rd | 2842 Penfield Rd |  | Penfield | NY | 14502 |  |  | 6144.39 | 0 | 0 | 0 | 0 | 0 | 0 | 0 | 0 | 0 | 0 | 0 | FALSE | KROC | 2022-11-18 20:05 | 1 |  |  | Offsite Resource | Solar Farm |  |  | Rochester Gas and Electric |  | B - Genessee
3066 | Solitude Solar - 5200 Flat Rock Road | 5200 Flat Rock Road |  | Lowville | NY | 13367 |  |  | 7186.14 | 0 | 0 | 0 | 0 | 0 | 0 | 0 | 0 | 0 | 0 | 0 | FALSE | KART | 2022-09-19 19:26 | 1 |  |  | Offsite Resource | Solar Farm |  |  | National Grid - Upstate NY (Niagara Mohawk) |  | E - Mohawk Valley
3067 | Solitude Solar - 5785 Waters Road | 5785 Waters Rd |  | Lowville | NY | 13367 |  |  | 10372.96 | 0 | 0 | 0 | 0 | 0 | 0 | 0 | 0 | 0 | 0 | 0 | FALSE | KART | 2022-09-19 19:26 | 2 |  |  | Offsite Resource | Solar Farm |  |  | National Grid - Upstate NY (Niagara Mohawk) |  | E - Mohawk Valley
3068 | NSF Chaumont Site 3, LLC - 28050 County Route 179 PV Systems | 28050 County Route 179 |  | Chaumont | NY | 13622 |  |  | 7747.22 | 0 | 5000 | 15000 | 0 | 0 | 0 | 0 | 0 | 0 | 0 | 0 | FALSE | KART | 2023-01-05 21:42 | 1 |  |  | Offsite Resource | Solar Farm |  |  | National Grid - Upstate NY (Niagara Mohawk) |  | E - Mohawk Valley
3069 | NSF Chaumont Site 5, LLC - 27940 County Route 179- PV Systems | 27940 County Route 179 |  | Chaumont | NY | 13622 |  |  | 4650.49 | 0 | 5000 | 15000 | 0 | 0 | 0 | 0 | 0 | 0 | 0 | 0 | FALSE | KART | 2023-01-05 21:43 | 1 |  |  | Offsite Resource | Solar Farm |  |  | National Grid - Upstate NY (Niagara Mohawk) |  | E - Mohawk Valley
3070 | NSF Chaumont Site 4, LLC - 27944 County Route 179- PV Systems | 27944 County Route 179 |  | Chaumont | NY | 13622 |  |  | 7132.19 | 0 | 5000 | 15000 | 0 | 0 | 0 | 0 | 0 | 0 | 0 | 0 | FALSE | KART | 2023-01-05 21:42 | 1 |  |  | Offsite Resource | Solar Farm |  |  | National Grid - Upstate NY (Niagara Mohawk) |  | E - Mohawk Valley
3071 | NSF Parma Site 2, LLC - 1682 Hilton Parma Corners Rd - PV Systems | 1682 Hilton Parma Corners Rd |  | Spencerport | NY | 14559 |  |  | 6199.2 | 0 | 4000 | 12000 | 0 | 0 | 0 | 0 | 0 | 0 | 0 | 0 | FALSE | KROC | 2023-01-05 21:40 | 1 |  |  | Offsite Resource | Solar Farm |  |  | Rochester Gas and Electric |  | B - Genessee
3072 | NSF Chaumont Site 1, LLC - 28160 County Route 179 - PV Systems | 28160 County Route 179 |  | Chaumont | NY | 13622 |  |  | 7747.22 | 0 | 5000 | 15000 | 0 | 0 | 0 | 0 | 0 | 0 | 0 | 0 | FALSE | KART | 2023-01-05 21:41 | 1 |  |  | Offsite Resource | Solar Farm |  |  | National Grid - Upstate NY (Niagara Mohawk) |  | E - Mohawk Valley
3073 | NSF Chaumont Site 2, LLC - 28156 County Route 179 - PV System | 28156 County Route 179 |  | Chaumont | NY | 13622 |  |  | 7747.22 | 0 | 3000 | 9000 | 0 | 0 | 0 | 0 | 0 | 0 | 0 | 0 | FALSE | KART | 2023-01-05 21:41 | 1 |  |  | Offsite Resource | Solar Farm |  |  | National Grid - Upstate NY (Niagara Mohawk) |  | E - Mohawk Valley
3074 | London Terrace | 440 W 24th St |  | New York | NY | 10011 |  |  | 530 | 2838 | 0 | 0 | 0 | 0 | 0 | 0 | 0 | 0 | 0 | 0 | TRUE | KLGA | 2022-10-14 13:59 | 1 |  |  | Residential | Multifamily |  |  | Consolidated Edison | Consolidated Edison | J - New York City
3075 | Hotel Edison | 228 W 47th St |  | New York | NY | 10036 |  |  | 200 | 1226 | 0 | 0 | 0 | 0 | 0 | 0 | 0 | 0 | 0 | 0 | TRUE | KLGA | 2022-10-31 17:33 | 1 |  |  | Lodging | Hotel |  |  | Consolidated Edison | Consolidated Edison | J - New York City
3076 | Ardsley Middle School | 700 ASHFORD AVENUE |  | Ardsley | NY | 10502 |  |  | 0 | 0 | 698 | 2616 | 0 | 0 | 0 | 0 | 0 | 0 | 0 | 0 | FALSE | KHPN | 2022-10-03 19:31 | 1 | 700 Ashford |  | Education | Elementary or Middle School |  |  | Consolidated Edison |  | I - Dunwoodie
3077 | Archer Green | 92-23 168th Street |  | Jamaica | NY | 11433 |  |  | 0 | 0 | 250 | 570 | 0 | 0 | 0 | 0 | 0 | 0 | 0 | 0 | FALSE | KLGA | 2022-12-08 17:20 | 1 |  |  | Office | Mixed-Use Office |  |  | Consolidated Edison |  | J - New York City
3082 | Solitude Solar US Route 11 Units A-D | 31585 US Route 11 |  | Philadelphia | NY | 13673 |  |  | 11502.765 | 0 | 0 | 0 | 0 | 0 | 0 | 0 | 0 | 0 | 0 | 0 | FALSE | KART | 2022-10-13 19:45 | 4 |  |  | Offsite Resource | Solar Farm |  |  | National Grid - Upstate NY (Niagara Mohawk) |  | E - Mohawk Valley
3083 | Wildcat Renewables, LLC - 11061 Bullis Rd | 11061 Bullis Road |  | Marilla | NY | 14037 |  |  | 5671.34 | 0 | 0 | 0 | 0 | 0 | 0 | 0 | 0 | 0 | 0 | 0 | FALSE | KBUF | 2022-10-19 18:50 | 1 |  |  | Offsite Resource | Solar Farm |  |  | New York State Electric and Gas |  | A - West
3084 | BQ Energy, LLC - 5684 County Highway 862 | 5684 County Hwy 86-2 |  | West Valley | NY | 14171 |  |  | 14965.695 | 0 | 0 | 0 | 0 | 0 | 0 | 0 | 0 | 0 | 0 | 0 | FALSE | KBUF | 2022-10-20 19:09 | 2 |  |  | Offsite Resource | Solar Farm |  |  | National Grid - Upstate NY (Niagara Mohawk) |  | A - West
3085 | GSPP Hillsboro & Dunbar, LLC - 1593 Hillsboro Rd | 1593 Hillsboro Rd |  | Camden | NY | 13316 |  |  | 3517.28 | 0 | 0 | 0 | 0 | 0 | 0 | 0 | 0 | 0 | 0 | 0 | FALSE | KSYR | 2022-10-20 19:10 | 1 |  |  | Offsite Resource | Solar Farm |  |  | National Grid - Upstate NY (Niagara Mohawk) |  | E - Mohawk Valley
3086 | Omni Navitas Holdings, LLC - 3356 Sentinel Heights Rd | 3356 Sentinel Heights Rd |  | Lafayette | NY | 13084 |  |  | 4659.72 | 0 | 0 | 0 | 0 | 0 | 0 | 0 | 0 | 0 | 0 | 0 | FALSE | KSYR | 2022-10-20 19:11 | 1 |  |  | Offsite Resource | Solar Farm |  |  | National Grid - Upstate NY (Niagara Mohawk) |  | C - Central
3087 | Quiet Meadows Solar Farm 1 - 4435 Stoney Brook Rd | 4330 Stoney Brook Rd |  | Verona | NY | 13421 |  |  | 5821.66 | 0 | 0 | 0 | 0 | 0 | 0 | 0 | 0 | 0 | 0 | 0 | FALSE | KSYR | 2022-10-20 19:12 | 1 |  |  | Offsite Resource | Solar Farm |  |  | National Grid - Upstate NY (Niagara Mohawk) |  | E - Mohawk Valley
3088 | Quiet Meadows Solar Farm 2 - 4426 Sholtz Road | 4426 Sholtz Rd |  | Oneida | NY | 13421 |  |  | 7549.36 | 0 | 0 | 0 | 0 | 0 | 0 | 0 | 0 | 0 | 0 | 0 | FALSE | KSYR | 2022-10-20 19:13 | 1 |  |  | Offsite Resource | Solar Farm |  |  | National Grid - Upstate NY (Niagara Mohawk) |  | E - Mohawk Valley
3089 | Waddingham Road Solar - 26719 Waddingham Road | 26719 Waddingham Rd |  | Evans Mills | NY | 13637 |  |  | 4970.16 | 0 | 0 | 0 | 0 | 0 | 0 | 0 | 0 | 0 | 0 | 0 | FALSE | KART | 2022-10-20 19:13 | 1 |  |  | Offsite Resource | Solar Farm |  |  | National Grid - Upstate NY (Niagara Mohawk) |  | E - Mohawk Valley
3090 | New York Departmen - Greene 11260 U.S. 9W | 165 Plank Rd |  | Coxsackie | NY | 12051 |  |  | 6989.105 | 0 | 0 | 0 | 0 | 0 | 0 | 0 | 0 | 0 | 0 | 0 | FALSE | KPOU | 2023-03-22 18:44 | 1 |  |  | Public Order and Safety | Jail, Reformatory, or Penitentiary |  |  | Central Hudson Gas and Electric |  | G - Hudson Valley
3091 | OYA ROBINSON ROAD LLC - 18600 Robinson Rd | 18600 Robinson Road |  | Orleans | NY | 13624 |  |  | 6739.2 | 0 | 0 | 0 | 0 | 0 | 0 | 0 | 0 | 0 | 0 | 0 | FALSE | KART | 2022-12-02 18:13 | 1 |  |  | Offsite Resource | Solar Farm |  |  | National Grid - Upstate NY (Niagara Mohawk) |  | E - Mohawk Valley
3092 | Black Water Solar Partners, LLC - 104 Horseshoe Rd | 104 Horseshoe Rd |  | Heuvelton | NY | 13654 |  |  | 3051.36 | 0 | 0 | 0 | 0 | 0 | 0 | 0 | 0 | 0 | 0 | 0 | FALSE | KART | 2022-12-05 21:18 | 1 |  |  | Offsite Resource | Solar Farm |  |  | National Grid - Upstate NY (Niagara Mohawk) |  | E - Mohawk Valley
3093 | Svenski Solar - 2345 Rt 17-k | 2345 Rt-17K |  | Montgomery | NY | 12549 |  |  | 3006.18 | 0 | 2000 | 4070 | 0 | 0 | 0 | 0 | 0 | 0 | 0 | 0 | FALSE | KSWF | 2022-12-09 20:42 | 1 |  |  | Offsite Resource | Solar Farm |  |  | Orange and Rockland Utilities |  | G - Hudson Valley
3094 | Landau II - 2986 - 3040 Route 32 | 2986 - 3040 NY-32 |  | Kingston | NY | 12401 |  |  | 6003.99 | 0 | 4000 | 16000 | 0 | 0 | 0 | 0 | 0 | 0 | 0 | 0 | FALSE | KPOU | 2022-12-14 15:51 | 1 |  |  | Offsite Resource | Solar Farm |  |  | Central Hudson Gas and Electric |  | G - Hudson Valley
3095 | Warwick Renewables, LLC - 35 Union Corners Road | 35 Union Corners Road |  | Warwick | NY | 10990 |  |  | 1888.11 | 0 | 0 | 0 | 0 | 0 | 0 | 0 | 0 | 0 | 0 | 0 | FALSE | KPOU | 2022-12-15 19:03 | 1 |  |  | Offsite Resource | Solar Farm |  |  | Orange and Rockland Utilities |  | G - Hudson Valley
3096 | Borrego Solar Systems - 12963 Main Rd | 12963 Main Road |  | Newstead | NY | 14001 |  |  | 6494.4 | 0 | 0 | 0 | 0 | 0 | 0 | 0 | 0 | 0 | 0 | 0 | FALSE | KBUF | 2022-12-20 17:13 | 1 |  |  | Offsite Resource | Solar Farm |  |  | National Grid - Upstate NY (Niagara Mohawk) |  | B - Genessee
3097 | FPS Coxsackie Solar - 11016 State Route 9W | 11016 State Route 9W |  | Coxsackie | NY | 12051 |  |  | 6647.04 | 0 | 0 | 0 | 0 | 0 | 0 | 0 | 0 | 0 | 0 | 0 | FALSE | KPOU | 2022-12-20 17:08 | 1 |  |  | Offsite Resource | Solar Farm |  |  | Central Hudson Gas and Electric |  | G - Hudson Valley
3098 | Lockenhurst Pond Solar LLC - 96 Langlitz Road | 96 Langlitz Rd |  | Minisink | NY | 10998 |  |  | 2805.3 | 0 | 0 | 0 | 0 | 0 | 0 | 0 | 0 | 0 | 0 | 0 | FALSE | KPOU | 2022-12-22 15:20 | 1 |  |  | Offsite Resource | Solar Farm |  |  | Orange and Rockland Utilities |  | G - Hudson Valley
3100 | OYA Wayside Drive LLC - 22421 Wayside Dr | 22421 Wayside Dr |  | Watertown | NY | 13601 |  |  | 6739.2 | 0 | 0 | 0 | 0 | 0 | 0 | 0 | 0 | 0 | 0 | 0 | FALSE | KART | 2022-12-27 15:53 | 1 |  |  | Offsite Resource | Solar Farm |  |  | National Grid - Upstate NY (Niagara Mohawk) |  | E - Mohawk Valley
3101 | Omni Navitas Holdings, LLC - 2495 Lewis Road | 2495 Lewis Rd |  | Wellsville | NY | 14895 |  |  | 6752.07 | 0 | 0 | 0 | 0 | 0 | 0 | 0 | 0 | 0 | 0 | 0 | FALSE | KBUF | 2022-12-30 20:13 | 1 |  |  | Offsite Resource | Solar Farm |  |  | National Grid - Upstate NY (Niagara Mohawk) |  | A - West
3102 | Mt Pleasant Community Center | 125 Lozza Dr |  | Valhalla | NY | 10595 |  |  | 0 | 0 | 741 | 2965 | 0 | 0 | 0 | 0 | 0 | 0 | 0 | 0 | FALSE | KHPN | 2023-02-23 20:11 | 1 |  |  | Mercantile (Retail Other Than Malls) | Retail Store |  |  | Consolidated Edison |  | I - Dunwoodie
3103 | DGNY Jogee Road LLC - 213 Jogee Road | 213 Jogee Road |  | Middletown | NY | 10940 |  |  | 2732.21 | 0 | 0 | 0 | 0 | 0 | 0 | 0 | 0 | 0 | 0 | 0 | FALSE | KPOU | 2023-01-13 19:31 | 1 |  |  | Offsite Resource | Solar Farm |  |  | Orange and Rockland Utilities |  | G - Hudson Valley
3104 | Potsdam Community Solar - 74 Lawrence Ave | 74 Lawrence Ave |  | Potsdam | NY | 13676 |  |  | 5639.92 | 0 | 0 | 0 | 0 | 0 | 0 | 0 | 0 | 0 | 0 | 0 | FALSE | KART | 2023-01-13 19:32 | 1 |  |  | Offsite Resource | Solar Farm |  |  | National Grid - Upstate NY (Niagara Mohawk) |  | E - Mohawk Valley
3105 | OYA Pulaski LLC - 7681 State Route 3 | 7681 State Route 3 |  | Pulaski | NY | 13142 |  |  | 4765.02 | 0 | 0 | 0 | 0 | 0 | 0 | 0 | 0 | 0 | 0 | 0 | FALSE | KSYR | 2023-01-13 19:33 | 1 |  |  | Offsite Resource | Solar Farm |  |  | National Grid - Upstate NY (Niagara Mohawk) |  | C - Central
3106 | Abundant Solar Power Inc. - 8894 Main Street | 8894 Main St |  | Honeoye | NY | 14471 |  |  | 7020 | 0 | 0 | 0 | 0 | 0 | 0 | 0 | 0 | 0 | 0 | 0 | FALSE | KROC | 2023-01-19 18:58 | 1 |  |  | Offsite Resource | Solar Farm |  |  | National Grid - Upstate NY (Niagara Mohawk) |  | A - West
3107 | Delaware River Solar - 466 Yellow Mills 1-3 | 4567 Fox Road |  | Palmyra | NY | 14522 |  |  | 8262 | 0 | 0 | 0 | 0 | 0 | 0 | 0 | 0 | 0 | 0 | 0 | FALSE | KROC | 2023-03-27 20:07 | 3 |  |  | Offsite Resource | Solar Farm |  |  | Rochester Gas and Electric |  | B - Genessee
3108 | Saturn Power Corporation - 117 Tiffany Road | 117 Tiffany Rd |  | Norwich | NY | 13815 |  |  | 6425.64 | 0 | 0 | 0 | 0 | 0 | 0 | 0 | 0 | 0 | 0 | 0 | FALSE | KITH | 2023-01-19 19:01 | 1 |  |  | Offsite Resource | Solar Farm |  |  | New York State Electric and Gas |  | E - Mohawk Valley
3109 | Plymouth Tower | 340 E 93rd St |  | New York | NY | 10128 |  |  | 200 | 1226 | 0 | 0 | 0 | 0 | 0 | 0 | 0 | 0 | 0 | 0 | FALSE | KLGA | 2023-08-24 14:29 | 1 |  |  | Residential | Multifamily |  |  | Consolidated Edison | Consolidated Edison | J - New York City
3110 | 1199 Housing | 2130 1st Ave |  | New York | NY | 10029 |  |  | 1855 | 9884 | 0 | 0 | 0 | 0 | 0 | 0 | 0 | 0 | 0 | 0 | FALSE | KLGA | 2023-01-27 22:08 | 1 |  |  | Residential | Multifamily |  |  | Consolidated Edison | Consolidated Edison | J - New York City
3111 | Compass V | 10 E 53rd St #15 |  | New York | NY | 10022 |  |  | 65 | 388 | 0 | 0 | 0 | 0 | 0 | 0 | 0 | 0 | 0 | 0 | TRUE | KLGA | 2023-02-07 15:48 | 1 |  |  | Residential | Multifamily |  |  | Consolidated Edison | Consolidated Edison | J - New York City
3112 | Abundant Solar Power 5771 Rt 20 | 5771 West Main Street |  | Brocton | NY | 14716 |  |  | 35110 | 0 | 0 | 0 | 0 | 0 | 0 | 0 | 0 | 0 | 0 | 0 | FALSE | KBUF | 2023-02-09 17:44 | 1 |  |  | Offsite Resource | Solar Farm |  |  | National Grid - Upstate NY (Niagara Mohawk) |  | A - West
3113 | Solar Generation Projects - 13800 US-9W | 13800 US-9W |  | Hannacroix | NY | 12087 |  |  | 6375.2 | 0 | 0 | 0 | 0 | 0 | 0 | 0 | 0 | 0 | 0 | 0 | FALSE | KALB | 2023-03-10 19:31 | 3 |  |  | Offsite Resource | Solar Farm |  |  | Central Hudson Gas and Electric |  | G - Hudson Valley
3114 | NSF Angelica - 5920 County Road 16 | 5920 County Road 16 |  | Angelica | NY | 14711 |  |  | 14715.48 | 0 | 0 | 0 | 0 | 0 | 0 | 0 | 0 | 0 | 0 | 0 | FALSE | KBUF | 2023-03-07 15:46 | 2 |  |  | Offsite Resource | Solar Farm |  |  | Rochester Gas and Electric |  | B - Genessee
3115 | NSF Angelica - 6917 County Road 26 | 6917 County Road 26 |  | Belfast | NY | 14711 |  |  | 13475.67 | 0 | 0 | 0 | 0 | 0 | 0 | 0 | 0 | 0 | 0 | 0 | FALSE | KLGA | 2023-03-07 15:45 | 2 |  |  | Offsite Resource | Solar Farm |  |  | National Grid - Upstate NY (Niagara Mohawk) |  | B - Genessee
3116 | BQ Energy, LLC - Old White Lake Turnpike | 608 Old White Lake Turnpike |  | Swan Lake | NY | 12783 |  |  | 4282.79 | 0 | 0 | 0 | 0 | 0 | 0 | 0 | 0 | 0 | 0 | 0 | FALSE | KBGM | 2023-03-10 19:36 | 1 |  |  | Offsite Resource | Solar Farm |  |  | New York State Electric and Gas |  | E - Mohawk Valley
3117 | Pamelia Solar, LLC - 25731 CR32 | 25731 County Road 32 |  | Pamelia | NY | 13601 |  |  | 6812.91 | 0 | 0 | 0 | 0 | 0 | 0 | 0 | 0 | 0 | 0 | 0 | FALSE | KART | 2023-03-10 19:37 | 1 |  |  | Offsite Resource | Solar Farm |  |  | National Grid - Upstate NY (Niagara Mohawk) |  | E - Mohawk Valley
3118 | Amherst Community Solar - 595 Schoelles Road | 595 Schoelles Road |  | Amherst | NY | 14228 |  |  | 6378.75 | 0 | 0 | 0 | 0 | 0 | 0 | 0 | 0 | 0 | 0 | 0 | FALSE | KBUF | 2023-03-13 19:19 | 1 |  |  | Offsite Resource | Solar Farm |  |  | National Grid - Upstate NY (Niagara Mohawk) |  | A - West
3119 | Orangeville |  |  | Orangeville | NY | 14011 |  |  | 0 | 0 | 20000 | 28000 | 0 | 0 | 0 | 0 | 0 | 0 | 0 | 0 | FALSE | KLGA | 2023-03-31 14:26 | 1 |  |  | Offsite Resource | Utility Support |  |  | New York State Electric and Gas |  | A - West
3120 | SUNY Albany - 1400 Washington Ave | 1400 Washington Ave |  | Albany | NY | 12222 |  |  | 1870.625 | 0 | 0 | 0 | 0 | 0 | 0 | 0 | 0 | 0 | 0 | 0 | FALSE | KALB | 2023-04-07 20:16 | 1 |  |  | Education | College or University |  |  | National Grid - Upstate NY (Niagara Mohawk) |  | F - Capital
3121 | SUNY Buffalo - 75 Webster Rd | 75 Webster Rd |  | Getzville | NY | 14228 |  |  | 6541.6 | 0 | 0 | 0 | 0 | 0 | 0 | 0 | 0 | 0 | 0 | 0 | FALSE | KBUF | 2023-04-07 20:17 | 1 |  |  | Education | College or University |  |  | National Grid - Upstate NY (Niagara Mohawk) |  | A - West
3122 | Madrid Solar 2 - 68 Brady Road | 68 Brady Road |  | Madrid | NY | 13660 |  |  | 2537.6 | 0 | 0 | 0 | 0 | 0 | 0 | 0 | 0 | 0 | 0 | 0 | FALSE | KART | 2023-04-07 20:18 | 1 |  |  | Offsite Resource | Solar Farm |  |  | National Grid - Upstate NY (Niagara Mohawk) |  | E - Mohawk Valley
3123 | SUNY Buffalo - 1 Rensch Rd | 1 Rensch Rd |  | Getzville | NY | 14228 |  |  | 1757.6 | 0 | 0 | 0 | 0 | 0 | 0 | 0 | 0 | 0 | 0 | 0 | FALSE | KBUF | 2023-04-07 20:18 | 1 |  |  | Education | College or University |  |  | National Grid - Upstate NY (Niagara Mohawk) |  | A - West
3124 | ClearPath Energy - 705 North Rd | 705 North Rd |  | Tully | NY | 13159 |  |  | 7496.32 | 0 | 0 | 0 | 0 | 0 | 0 | 0 | 0 | 0 | 0 | 0 | FALSE | KITH | 2023-04-12 16:39 | 1 |  |  | Offsite Resource | Solar Farm |  |  | National Grid - Upstate NY (Niagara Mohawk) |  | C - Central
3125 | ClearPath Energy - 254 Route 11 | 254 Route 11 |  | Tully | NY | 13159 |  |  | 7496.32 | 0 | 0 | 0 | 0 | 0 | 0 | 0 | 0 | 0 | 0 | 0 | FALSE | KITH | 2023-04-12 16:39 | 1 |  |  | Offsite Resource | Solar Farm |  |  | National Grid - Upstate NY (Niagara Mohawk) |  | C - Central
3126 | German Community Solar - 6122 German Rd | 6122 German Rd |  | Cincinnatus | NY | 13040 |  |  | 7447.44 | 0 | 0 | 0 | 0 | 0 | 0 | 0 | 0 | 0 | 0 | 0 | FALSE | KITH | 2023-04-07 20:21 | 1 |  |  | Offsite Resource | Solar Farm |  |  | New York State Electric and Gas |  | C - Central
3127 | OYA Church Road A - 1671 Church Road | 1671 Church Road |  | Lysander | NY | 13027 |  |  | 6743.49 | 0 | 0 | 0 | 0 | 0 | 0 | 0 | 0 | 0 | 0 | 0 | FALSE | KITH | 2023-04-21 20:29 | 1 |  |  | Offsite Resource | Solar Farm |  |  | National Grid - Upstate NY (Niagara Mohawk) |  | C - Central
3128 | OYA Main Street - 2575 Main St. | 2575 Main Street |  | York | NY | 14592 |  |  | 6646.2 | 0 | 0 | 0 | 0 | 0 | 0 | 0 | 0 | 0 | 0 | 0 | FALSE | KBUF | 2023-04-21 20:29 | 1 |  |  | Offsite Resource | Solar Farm |  |  | National Grid - Upstate NY (Niagara Mohawk) |  | A - West
3129 | ClearPath Energy - 526 State Route 170A | 526 State Route 170A |  | Little Falls | NY | 13365 |  |  | 7622.68 | 0 | 0 | 0 | 0 | 0 | 0 | 0 | 0 | 0 | 0 | 0 | FALSE | KALB | 2023-04-26 19:22 | 1 |  |  | Offsite Resource | Solar Farm |  |  | National Grid - Upstate NY (Niagara Mohawk) |  | E - Mohawk Valley
3130 | Sparrow Bush NY 1 & 2 - 152 Peenpack Trail | 152 West Peenpack Trail |  | Sparrow Bush | NY | 12780 |  |  | 4226.985 | 0 | 0 | 0 | 0 | 0 | 0 | 0 | 0 | 0 | 0 | 0 | FALSE | KSWF | 2023-04-28 14:26 | 2 |  |  | Offsite Resource | Solar Farm |  |  | Orange and Rockland Utilities |  | G - Hudson Valley
3131 | Thurston Ridge Solar - 3905 Lewis Rd | 3905 Lewis Rd |  | Campbell | NY | 14821 |  |  | 6176.04 | 0 | 0 | 0 | 0 | 0 | 0 | 0 | 0 | 0 | 0 | 0 | FALSE | KITH | 2023-05-03 17:14 | 1 |  |  | Offsite Resource | Solar Farm |  |  | New York State Electric and Gas |  | C - Central
3132 | NOCO Electric LLC - 1585 Tower Rd | 1585 Tower Rd |  | Cortlandville | NY | 13045 |  |  | 4136.6 | 0 | 0 | 0 | 0 | 0 | 0 | 0 | 0 | 0 | 0 | 0 | FALSE | KITH | 2023-05-03 17:16 | 1 |  |  | Offsite Resource | Solar Farm |  |  | National Grid - Upstate NY (Niagara Mohawk) |  | C - Central
3133 | NOCO Electric LLC - 246 Van Antwerp Rd | 246 Van Antwerp Rd |  | Johnstown | NY | 12095 |  |  | 2535.525 | 0 | 0 | 0 | 0 | 0 | 0 | 0 | 0 | 0 | 0 | 0 | FALSE | KALB | 2023-05-12 17:25 | 1 |  |  | Offsite Resource | Solar Farm |  |  | National Grid - Upstate NY (Niagara Mohawk) |  | F - Capital
3134 | Yellow 4 LLC - 843 State Route 11 | 843 State Route 11 |  | Champlain | NY | 12919 |  |  | 3259.75 | 0 | 0 | 0 | 0 | 0 | 0 | 0 | 0 | 0 | 0 | 0 | FALSE | KPBG | 2023-05-03 17:18 | 1 |  |  | Offsite Resource | Solar Farm |  |  | New York State Electric and Gas |  | D - North
3135 | Standard Solar Inc - 2763 Chandler Rd | 2763 Chandler Rd |  | Piffard | NY | 14533 |  |  | 7102.89 | 0 | 0 | 0 | 0 | 0 | 0 | 0 | 0 | 0 | 0 | 0 | FALSE | KROC | 2023-05-16 18:49 | 1 |  |  | Offsite Resource | Solar Farm |  |  | National Grid - Upstate NY (Niagara Mohawk) |  | B - Genessee
3136 | Madrid Solar 1, LLC - 658 Couty Route 31 | 658 County Route 31 |  | Madrid | NY | 13660 |  |  | 6676.8 | 0 | 0 | 0 | 0 | 0 | 0 | 0 | 0 | 0 | 0 | 0 | FALSE | KART | 2023-05-22 19:23 | 1 |  |  | Offsite Resource | Solar Farm |  |  | National Grid - Upstate NY (Niagara Mohawk) |  | E - Mohawk Valley
3137 | White River Solar, LLC - 2270 River Road | 2270 River Rd |  | Schodack | NY | 12033 |  |  | 7496.28 | 0 | 0 | 0 | 0 | 0 | 0 | 0 | 0 | 0 | 0 | 0 | FALSE | KALB | 2023-05-22 19:25 | 1 |  |  | Offsite Resource | Solar Farm |  |  | National Grid - Upstate NY (Niagara Mohawk) |  | F - Capital
3138 | Kenmore Hall | 145 E 23rd St |  | New York | NY | 10010 |  |  | 140 | 816.48 | 0 | 0 | 0 | 0 | 0 | 0 | 0 | 0 | 0 | 0 | FALSE | KJFK | 2023-06-01 01:42 | 1 |  |  | Residential | Multifamily |  |  | Consolidated Edison | Consolidated Edison | J - New York City
3139 | Aron Hall - 50 E98th | 50 E98th Street |  | New York | NY | 10029 |  |  | 125 | 780 | 0 | 0 | 0 | 0 | 0 | 0 | 0 | 0 | 0 | 0 | TRUE | KLGA | 2023-09-13 19:38 | 1 |  |  | Education | College or University |  |  | Consolidated Edison | Consolidated Edison | J - New York City
3140 | Phipps House East - 485 First Avenue | 485 First Avenue |  | New York | NY | 10016 |  |  | 75 | 466 | 0 | 0 | 0 | 0 | 0 | 0 | 0 | 0 | 0 | 0 | TRUE | KLGA | 2023-09-13 19:55 | 1 |  |  | Residential | Multifamily |  |  | Consolidated Edison | Consolidated Edison | J - New York City
3141 | Butterville Road Solar - County Route 75 | 10943 County Route 75 |  | Adams | NY | 13605 |  |  | 1163.76 | 0 | 0 | 0 | 0 | 0 | 0 | 0 | 0 | 0 | 0 | 0 | FALSE | KART | 2023-06-09 13:44 | 1 |  |  | Offsite Resource | Solar Farm |  |  | National Grid - Upstate NY (Niagara Mohawk) |  | E - Mohawk Valley
3142 | ELP Claverack Solar LLC - 383 NY-9H | 383 NY-9H |  | Hudson | NY | 12534 |  |  | 7506.75 | 0 | 0 | 0 | 0 | 0 | 0 | 0 | 0 | 0 | 0 | 0 | FALSE | KALB | 2023-06-15 14:38 | 1 |  |  | Offsite Resource | Solar Farm |  |  | National Grid - Upstate NY (Niagara Mohawk) |  | F - Capital
3143 | ELP Livingston LLC - 3289 Route 9 | 3289 Route 9 |  | Livingston | NY | 12541 |  |  | 6347.75 | 0 | 0 | 0 | 0 | 0 | 0 | 0 | 0 | 0 | 0 | 0 | FALSE | KALB | 2023-06-15 14:38 | 1 |  |  | Offsite Resource | Solar Farm |  |  | National Grid - Upstate NY (Niagara Mohawk) |  | F - Capital
3144 | Dshinesagain Solar, LLC - 157 Yawger Rd | 157 Yawger Rd |  | Horseheads | NY | 14845 |  |  | 6676.8 | 0 | 0 | 0 | 0 | 0 | 0 | 0 | 0 | 0 | 0 | 0 | FALSE | KITH | 2023-06-30 18:47 | 1 |  |  | Offsite Resource | Solar Farm |  |  | New York State Electric and Gas |  | C - Central
3145 | Salmon River Renewables, LLC - 2361 SR11B | 2361 State Route 11B |  | Bangor | NY | 12966 |  |  | 4561.05 | 0 | 0 | 0 | 0 | 0 | 0 | 0 | 0 | 0 | 0 | 0 | FALSE | KPBG | 2023-06-30 18:48 | 1 |  |  | Offsite Resource | Solar Farm |  |  | National Grid - Upstate NY (Niagara Mohawk) |  | E - Mohawk Valley
3146 | Sulpher Creek Solar, LLC - 2510 RT96 | 2510 State Route 96 |  | Clifton Springs | NY | 14432 |  |  | 6899.36 | 0 | 0 | 0 | 0 | 0 | 0 | 0 | 0 | 0 | 0 | 0 | FALSE | KROC | 2023-06-30 18:49 | 1 |  |  | Offsite Resource | Solar Farm |  |  | New York State Electric and Gas |  | B - Genessee
3147 | Domino - Building A | 260 Kent Ave |  | Brooklyn | NY | 11249 |  |  | 250 | 1560 | 0 | 0 | 0 | 0 | 0 | 0 | 0 | 0 | 0 | 0 | TRUE | KLGA | 2023-06-30 21:13 | 1 |  |  | Residential | Multifamily |  |  | Consolidated Edison | National Grid - NYC (Brooklyn Union) | J - New York City
3148 | Elmbrook Solar, LLC - 2191 Brookview Road | 2191 Brookview Road |  | Schodack | NY | 12033 |  |  | 8310.96 | 0 | 4500 | 9000 | 0 | 0 | 0 | 0 | 0 | 0 | 0 | 0 | FALSE | KALB | 2023-10-06 14:28 | 2 |  |  | Offsite Resource | Solar Farm |  |  | National Grid - Upstate NY (Niagara Mohawk) |  | F - Capital
3149 | Waddington Solar - 1020 County Road 31 | 1020 County Route 31 |  | Waddington | NY | 13660 |  |  | 7265.7 | 0 | 0 | 0 | 0 | 0 | 0 | 0 | 0 | 0 | 0 | 0 | FALSE | KART | 2023-07-07 15:21 | 1 |  |  | Offsite Resource | Solar Farm |  |  | National Grid - Upstate NY (Niagara Mohawk) |  | E - Mohawk Valley
3151 | Genesee Solar - 392 Curtis Road | 392 Curtis Road |  | Hilton | NY | 14468 |  |  | 5246.775 | 0 | 0 | 0 | 0 | 0 | 0 | 0 | 0 | 0 | 0 | 0 | FALSE | KROC | 2023-07-11 19:39 | 1 |  |  | Offsite Resource | Solar Farm |  |  | Rochester Gas and Electric |  | B - Genessee
3152 | Solexus Maybrook Road | 125 Maybrook Rd |  | Campbell Hall | NY | 10916 |  |  | 7488 | 0 | 0 | 0 | 0 | 0 | 0 | 0 | 0 | 0 | 0 | 0 | FALSE | KPOU | 2023-07-12 19:52 | 1 |  |  | Offsite Resource | Solar Farm |  |  | Central Hudson Gas and Electric |  | G - Hudson Valley
3153 | GSPP 4643 Twelve Corners Rd | 4643 Twelve Corners Rd |  | Auburn | NY | 13021 |  |  | 6166.16 | 0 | 0 | 0 | 0 | 0 | 0 | 0 | 0 | 0 | 0 | 0 | FALSE | KITH | 2023-07-13 19:59 | 1 |  |  | Offsite Resource | Solar Farm |  |  | Rochester Gas and Electric |  | C - Central
3154 | Omni Navitas Holdings, LLC - 7024 Fox Rd | 7024 Fox Rd |  | Marcy | NY | 13403 |  |  | 6752.07 | 0 | 0 | 0 | 0 | 0 | 0 | 0 | 0 | 0 | 0 | 0 | FALSE | KSYR | 2023-07-14 15:35 | 1 |  |  | Offsite Resource | Solar Farm |  |  | National Grid - Upstate NY (Niagara Mohawk) |  | E - Mohawk Valley
3155 | Sunnyside Solar - 81 Freemans Bridge Rd | 81 Freemans Bridge Rd |  | Scotia | NY | 12302 |  |  | 12902.4 | 0 | 0 | 0 | 0 | 0 | 0 | 0 | 0 | 0 | 0 | 0 | FALSE | KALB | 2023-07-19 19:13 | 2 |  |  | Offsite Resource | Solar Farm |  |  | National Grid - Upstate NY (Niagara Mohawk) |  | F - Capital
3156 | Solar Generation Projects - 58 Seber Shores Dr | 58 Seber Shores Dr |  | Sandy Creek | NY | 13145 |  |  | 7578.09 | 0 | 0 | 0 | 0 | 0 | 0 | 0 | 0 | 0 | 0 | 0 | FALSE | KSYR | 2023-07-20 17:27 | 1 |  |  | Offsite Resource | Solar Farm |  |  | National Grid - Upstate NY (Niagara Mohawk) |  | E - Mohawk Valley
3157 | Stockholm Solar - 52 Wells Rd | 52 Wells Road |  | Stockholm | NY | 13676 |  |  | 0 | 0 | 0 | 0 | 0 | 0 | 0 | 0 | 0 | 0 | 0 | 0 | FALSE | KART | 2023-07-19 18:01 | 1 |  |  | Offsite Resource | Solar Farm |  |  | National Grid - Upstate NY (Niagara Mohawk) |  | E - Mohawk Valley
3158 | Mendon Renewables - 632 Quaker Meeting House Road | 632 Quaker Meeting House Rd |  | Honeoye Falls | NY | 14472 |  |  | 6456.45 | 0 | 0 | 0 | 0 | 0 | 0 | 0 | 0 | 0 | 0 | 0 | FALSE | KROC | 2023-07-19 19:15 | 1 |  |  | Offsite Resource | Solar Farm |  |  | National Grid - Upstate NY (Niagara Mohawk) |  | B - Genessee
3159 | Bangor Solar, LLC - 2739 State Route 11B | 2739 State Route 11B |  | North Bangor | NY | 12966 |  |  | 6791.85 | 0 | 0 | 0 | 0 | 0 | 0 | 0 | 0 | 0 | 0 | 0 | FALSE | KPBG | 2023-07-26 18:24 | 1 |  |  | Offsite Resource | Solar Farm |  |  | National Grid - Upstate NY (Niagara Mohawk) |  | E - Mohawk Valley
3160 | Cablevision | 151 Fulton Street |  | White Plains | NY | 10606 |  |  | 1500 | 0 | 0 | 0 | 0 | 0 | 0 | 0 | 0 | 0 | 0 | 0 | FALSE | KHPN | 2023-08-04 14:49 | 1 |  |  | Warehouse and Storage | Distribution or Shipping Center |  |  | Consolidated Edison | Consolidated Edison | I - Dunwoodie
3161 | Cairo NY 1, LLC - 258 Old Route 23 | 258 Old Route 23 |  | Acra | NY | 12413 |  |  | 3013.54 | 0 | 0 | 0 | 0 | 0 | 0 | 0 | 0 | 0 | 0 | 0 | FALSE | KALB | 2023-08-09 16:56 | 1 |  |  | Offsite Resource | Solar Farm |  |  | Central Hudson Gas and Electric |  | G - Hudson Valley
3162 | Canisteo Solar I, LLC - 6253 County Road 64 | 6253 County Road 64 |  | Hornell | NY | 14843 |  |  | 6468.15 | 0 | 0 | 0 | 0 | 0 | 0 | 0 | 0 | 0 | 0 | 0 | FALSE | KELM | 2023-08-09 16:57 | 1 |  |  | Offsite Resource | Solar Farm |  |  | New York State Electric and Gas |  | C - Central
3163 | Dimension Energy - 9350 Dunkleman Hill Rd | 9350 Dunkleman Hill Rd |  | Otto | NY | 14719 |  |  | 7006.25 | 0 | 0 | 0 | 0 | 0 | 0 | 0 | 0 | 0 | 0 | 0 | FALSE | KBUF | 2023-08-09 16:58 | 1 |  |  | Offsite Resource | Solar Farm |  |  | National Grid - Upstate NY (Niagara Mohawk) |  | A - West
3164 | Niagara Depot Solar, LLC - 7105 Lockport Rd | 7105 Lockport Road |  | Niagara Falls | NY | 14305 |  |  | 4254.12 | 0 | 0 | 0 | 0 | 0 | 0 | 0 | 0 | 0 | 0 | 0 | FALSE | KBUF | 2023-08-29 18:19 | 1 |  |  | Offsite Resource | Solar Farm |  |  | National Grid - Upstate NY (Niagara Mohawk) |  | A - West
3165 | The Brevard | 245 E 54th St |  | New York | NY | 10022 |  |  | 100 | 613 | 0 | 0 | 0 | 0 | 0 | 0 | 0 | 0 | 0 | 0 | FALSE | KLGA | 2023-08-25 12:17 | 1 |  |  | Residential | Multifamily |  |  | Consolidated Edison | Consolidated Edison | J - New York City
3166 | Old Mill Road Solar - 1239 NY-9H | 1239 NY-9H |  | Ghent | NY | 12075 |  |  | 13780 | 0 | 0 | 0 | 0 | 0 | 0 | 0 | 0 | 0 | 0 | 0 | FALSE | KALB | 2023-09-08 17:44 | 2 |  |  | Offsite Resource | Solar Farm |  |  | New York State Electric and Gas |  | F - Capital
3167 | Mohawk View Solar LLC - 709 Van Epps | 709 Van Epps Rd |  | Fultonville | NY | 12072 |  |  | 7442.28 | 0 | 0 | 0 | 0 | 0 | 0 | 0 | 0 | 0 | 0 | 0 | FALSE | KALB | 2024-01-23 15:23 | 1 |  |  | Offsite Resource | Solar Farm |  |  | National Grid - Upstate NY (Niagara Mohawk) |  | F - Capital
3168 | Van Epps Solar, LLC - 677 Van Epps | 677 Van Epps Rd |  | Fultonville | NY | 12072 |  |  | 7449.3 | 0 | 0 | 0 | 0 | 0 | 0 | 0 | 0 | 0 | 0 | 0 | FALSE | KALB | 2024-01-23 15:23 | 1 |  |  | Offsite Resource | Solar Farm |  |  | National Grid - Upstate NY (Niagara Mohawk) |  | F - Capital
3169 | Medline Industries, Inc. - 506 NY-416 | 506 NY-416 |  | Montgomery | NY | 12549 |  |  | 7220.07 | 0 | 0 | 0 | 0 | 0 | 0 | 0 | 0 | 0 | 0 | 0 | FALSE | KPOU | 2023-09-08 17:47 | 1 |  |  | Offsite Resource | Solar Farm |  |  | Central Hudson Gas and Electric |  | G - Hudson Valley
3170 | Solar Farms New York - Cayuga County Community Solar Farm | 7445 County House Rd |  | Auburn | NY | 13021 |  |  | 4770.22 | 0 | 0 | 0 | 0 | 0 | 0 | 0 | 0 | 0 | 0 | 0 | FALSE | KITH | 2023-09-14 20:27 | 1 |  |  | Offsite Resource | Solar Farm |  |  | New York State Electric and Gas |  | C - Central
3171 | U.S. Light Energy - 6948 Rome Oriskany Rd | 6948 Rome Oriskany Rd |  | Rome | NY | 13440 |  |  | 4506.62 | 0 | 0 | 0 | 0 | 0 | 0 | 0 | 0 | 0 | 0 | 0 | FALSE | KSYR | 2023-09-28 14:41 | 1 |  |  | Offsite Resource | Solar Farm |  |  | National Grid - Upstate NY (Niagara Mohawk) |  | E - Mohawk Valley
3173 | SSC Oswego LLC - 8341 State Route 104 | 8341 State Route 104 |  | Oswego | NY | 13126 |  |  | 3032.64 | 0 | 0 | 0 | 0 | 0 | 0 | 0 | 0 | 0 | 0 | 0 | FALSE | KSYR | 2023-11-28 19:59 | 1 |  |  | Offsite Resource | Solar Farm |  |  | National Grid - Upstate NY (Niagara Mohawk) |  | C - Central
3174 | ELP Kipp Solar LLC - 219 Kipp Rd | 219 Kipp Rd |  | Greenport | NY | 12534 |  |  | 5016 | 0 | 0 | 0 | 0 | 0 | 0 | 0 | 0 | 0 | 0 | 0 | FALSE | KALB | 2023-09-28 14:44 | 1 |  |  | Offsite Resource | Solar Farm |  |  | National Grid - Upstate NY (Niagara Mohawk) |  | F - Capital
3175 | EDF Renewables Distributed Solutions Inc. - 5693 CR6 | 5693 County Route 6 |  | Oswegatchie | NY | 13669 |  |  | 6699.03 | 0 | 0 | 0 | 0 | 0 | 0 | 0 | 0 | 0 | 0 | 0 | FALSE | KART | 2023-10-03 16:52 | 1 |  |  | Offsite Resource | Solar Farm |  |  | National Grid - Upstate NY (Niagara Mohawk) |  | E - Mohawk Valley
3176 | EDF Renewables Distributed Solutions Inc. - 5704 CR6 | 5704 County Route 6 |  | Oswegatchie | NY | 13669 |  |  | 6703.32 | 0 | 0 | 0 | 0 | 0 | 0 | 0 | 0 | 0 | 0 | 0 | FALSE | KART | 2023-10-03 16:52 | 1 |  |  | Offsite Resource | Solar Farm |  |  | National Grid - Upstate NY (Niagara Mohawk) |  | E - Mohawk Valley
3177 | Whaling Solar LLC - 10601 Hulser Rd | 10601 Hulser Road |  | Utica | NY | 13502 |  |  | 4532.1 | 0 | 0 | 0 | 0 | 0 | 0 | 0 | 0 | 0 | 0 | 0 | FALSE | KSYR | 2024-03-12 15:25 | 1 |  |  | Offsite Resource | Solar Farm |  |  | National Grid - Upstate NY (Niagara Mohawk) |  | E - Mohawk Valley
3178 | ASA Volney NY Solar I LLC | 1232 County Route 6 |  | Volney | NY | 13069 |  |  | 6252.4 | 0 | 0 | 0 | 0 | 0 | 0 | 0 | 0 | 0 | 0 | 0 | FALSE | KSYR | 2023-10-27 17:16 | 1 |  |  | Offsite Resource | Solar Farm |  |  | National Grid - Upstate NY (Niagara Mohawk) |  | C - Central
3179 | Iron Mountain Info - 694 Binnewater Rd Main | 694 Binnewater Rd Main |  | Rosendale | NY | 12472 |  |  | 1555.26 | 0 | 0 | 0 | 0 | 0 | 0 | 0 | 0 | 0 | 0 | 0 | FALSE | KPOU | 2023-10-27 17:17 | 1 |  |  | Offsite Resource | Solar Farm |  |  | Central Hudson Gas and Electric |  | G - Hudson Valley
3180 | DG New York CS, LLC - 2800 Swett Rd | 2800 Swett Rd |  | Ridgeway | NY | 14103 |  |  | 3812.38 | 0 | 0 | 0 | 0 | 0 | 0 | 0 | 0 | 0 | 0 | 0 | FALSE | KBUF | 2023-10-27 17:18 | 1 |  |  | Offsite Resource | Solar Farm |  |  | National Grid - Upstate NY (Niagara Mohawk) |  | B - Genessee
3181 | Delaware River Solar, LLC - 54 Old Catskill Tpke | 54 Old Catskill Tpke, |  | Triangle | NY | 13826 |  |  | 5313.6 | 0 | 0 | 0 | 0 | 0 | 0 | 0 | 0 | 0 | 0 | 0 | FALSE | KBGM | 2023-10-27 17:18 | 1 |  |  | Offsite Resource | Solar Farm |  |  | New York State Electric and Gas |  | C - Central
3182 | Hanover PV, LLC - 1321 route 5&20 | 1321 Route 5 and 20 |  | Silver Creek | NY | 14136 |  |  | 6739.2 | 0 | 0 | 0 | 0 | 0 | 0 | 0 | 0 | 0 | 0 | 0 | FALSE | KBUF | 2023-10-27 17:19 | 1 |  |  | Offsite Resource | Solar Farm |  |  | New York State Electric and Gas |  | A - West
3183 | Cedar Hill Solar, LLC - 2579 Brookview Rd | 2579 Brookview Road |  | Castleton On Hudson | NY | 12033 |  |  | 7572.96 | 0 | 0 | 0 | 0 | 0 | 0 | 0 | 0 | 0 | 0 | 0 | FALSE | KALB | 2023-11-03 18:27 | 1 |  |  | Offsite Resource | Solar Farm |  |  | National Grid - Upstate NY (Niagara Mohawk) |  | F - Capital
3184 | SSC Scriba LLC - 5859 State Route 104 | 5859 State Route 104 |  | Scriba | NY | 13126 |  |  | 6739.2 | 0 | 0 | 0 | 0 | 0 | 0 | 0 | 0 | 0 | 0 | 0 | FALSE | KSYR | 2023-11-03 17:31 | 1 |  |  | Offsite Resource | Solar Farm |  |  | National Grid - Upstate NY (Niagara Mohawk) |  | C - Central
3185 | ClearPath Energy LLC - 340 Route 11 | 340 Route 11 |  | Tully | NY | 13159 |  |  | 6752.2 | 0 | 0 | 0 | 0 | 0 | 0 | 0 | 0 | 0 | 0 | 0 | FALSE | KSYR | 2023-11-03 17:31 | 1 |  |  | Offsite Resource | Solar Farm |  |  | National Grid - Upstate NY (Niagara Mohawk) |  | C - Central
3186 | AC Power 14, LLC - 20 Shisler Road | 20 Shisler Road |  | Lancaster | NY | 14086 |  |  | 6640.92 | 0 | 0 | 0 | 0 | 0 | 0 | 0 | 0 | 0 | 0 | 0 | FALSE | KBUF | 2023-11-28 20:51 | 1 |  |  | Offsite Resource | Solar Farm |  |  | New York State Electric and Gas |  | A - West
3187 | AC Power, LLC - 10 Shisler Road | 10 Shisler Road |  | Lancaster | NY | 14086 |  |  | 6065.28 | 0 | 0 | 0 | 0 | 0 | 0 | 0 | 0 | 0 | 0 | 0 | FALSE | KBUF | 2023-11-28 20:50 | 1 |  |  | Offsite Resource | Solar Farm |  |  | New York State Electric and Gas |  | A - West
3188 | C2 NY Sentinel Heights Solar - 3500 Sentinel Heights Rd | 3500 Sentinel Heights Rd |  | Lafayette | NY | 13084 |  |  | 4871.23 | 0 | 0 | 0 | 0 | 0 | 0 | 0 | 0 | 0 | 0 | 0 | FALSE | KSYR | 2023-11-17 15:39 | 1 |  |  | Offsite Resource | Solar Farm |  |  | National Grid - Upstate NY (Niagara Mohawk) |  | C - Central
3189 | U.S. Light Energy - 4535 State Route 104 | 4535 State Route 104 |  | Oswego | NY | 13126 |  |  | 7211.4 | 0 | 0 | 0 | 0 | 0 | 0 | 0 | 0 | 0 | 0 | 0 | FALSE | KSYR | 2023-11-17 15:39 | 1 |  |  | Offsite Resource | Solar Farm |  |  | National Grid - Upstate NY (Niagara Mohawk) |  | C - Central
3190 | Saratoga Solar IV - 781 Route 29 | 781 Route 29 |  | Rock City Falls | NY | 12863 |  |  | 4222.8 | 0 | 0 | 0 | 0 | 0 | 0 | 0 | 0 | 0 | 0 | 0 | FALSE | KALB | 2023-11-17 18:22 | 1 |  |  | Offsite Resource | Solar Farm |  |  | National Grid - Upstate NY (Niagara Mohawk) |  | F - Capital
3191 | SSC Lysander LLC - 8071 River Rd | 8071 River Road |  | Lysander | NY | 13027 |  |  | 4717.44 | 0 | 0 | 0 | 0 | 0 | 0 | 0 | 0 | 0 | 0 | 0 | FALSE | KSYR | 2023-12-12 18:20 | 1 |  |  | Offsite Resource | Solar Farm |  |  | National Grid - Upstate NY (Niagara Mohawk) |  | C - Central
3192 | Bullitt Farm Solar - 6878 Fox Rd | 6878 Fox Road |  | Marcy | NY | 13403 |  |  | 6550.31 | 0 | 0 | 0 | 0 | 0 | 0 | 0 | 0 | 0 | 0 | 0 | FALSE | KSYR | 2023-12-12 18:21 | 1 |  |  | Offsite Resource | Solar Farm |  |  | National Grid - Upstate NY (Niagara Mohawk) |  | E - Mohawk Valley
3193 | DG New York CS, LLC - Ver Plank Road | 4411 Verplank Road |  | Clay | NY | 13041 |  |  | 7190.04 | 0 | 0 | 0 | 0 | 0 | 0 | 0 | 0 | 0 | 0 | 0 | FALSE | KSYR | 2023-12-12 18:23 | 1 |  |  | Offsite Resource | Solar Farm |  |  | National Grid - Upstate NY (Niagara Mohawk) |  | C - Central
3194 | Delaware River Solar, LLC - 5520 Eddy Ridge Rd | 5520 Eddy Ridge Rd |  | Williamson | NY | 14589 |  |  | 3264.52 | 0 | 0 | 0 | 0 | 0 | 0 | 0 | 0 | 0 | 0 | 0 | FALSE | KROC | 2023-12-12 18:24 | 1 |  |  | Offsite Resource | Solar Farm |  |  | Rochester Gas and Electric |  | B - Genessee
3196 | Janiak Solar, LLC - 1260 Mountain Rd | 1260 Mountain Rd |  | Port Jervis | NY | 12771 |  |  | 3005.73 | 0 | 0 | 0 | 0 | 0 | 0 | 0 | 0 | 0 | 0 | 0 | FALSE | KPOU | 2023-12-27 19:12 | 1 |  |  | Offsite Resource | Solar Farm |  |  | Orange and Rockland Utilities |  | G - Hudson Valley
3197 | Affordable Housing - 42160 Airport Rd | 42-160 Airport Rd |  | New Hampton | NY | 10958 |  |  | 6688.44 | 0 | 0 | 0 | 0 | 0 | 0 | 0 | 0 | 0 | 0 | 0 | FALSE | KPOU | 2023-12-27 19:13 | 1 |  |  | Offsite Resource | Solar Farm |  |  | Orange and Rockland Utilities |  | G - Hudson Valley
3199 | Delaware River Solar, LLC - 3035 Ridgeway Ave 1 & 2 | 3035 Ridgeway Ave |  | Rochester | NY | 14606 |  |  | 10485.6 | 0 | 0 | 0 | 0 | 0 | 0 | 0 | 0 | 0 | 0 | 0 | FALSE | KROC | 2024-02-16 16:36 | 2 |  |  | Offsite Resource | Solar Farm |  |  | Rochester Gas and Electric |  | B - Genessee
3200 | Solar Farms New York - Town of Elbridge Community Solar Farm | 801 Peru Rd |  | Jordan | NY | 13080 |  |  | 3569.67 | 0 | 0 | 0 | 0 | 0 | 0 | 0 | 0 | 0 | 0 | 0 | FALSE | KSYR | 2024-01-23 20:01 | 1 |  |  | Offsite Resource | Solar Farm |  |  | New York State Electric and Gas |  | C - Central
3201 | Stillwater Renewables, LLC - 36 Stillwater Bridge Road | 36 Stillwater Bridge Rd |  | Schaghticoke | NY | 12154 |  |  | 3980.34 | 0 | 0 | 0 | 0 | 0 | 0 | 0 | 0 | 0 | 0 | 0 | FALSE | KALB | 2024-01-23 20:02 | 1 |  |  | Offsite Resource | Solar Farm |  |  | National Grid - Upstate NY (Niagara Mohawk) |  | F - Capital
3202 | Solar Farms New York - City of Auburn Community Solar Farm | 311 N Division St |  | Auburn | NY | 13021 |  |  | 6765.21 | 0 | 0 | 0 | 0 | 0 | 0 | 0 | 0 | 0 | 0 | 0 | FALSE | KSYR | 2024-02-06 18:39 | 1 |  |  | Offsite Resource | Solar Farm |  |  | New York State Electric and Gas |  | C - Central
3203 | ASA Holdings NY I LLC South- 2496 County Route 17 | 2496 County Route 17 |  | Dekalb | NY | 13630 |  |  | 3870.16 | 0 | 0 | 0 | 0 | 0 | 0 | 0 | 0 | 0 | 0 | 0 | FALSE | KSYR | 2024-01-29 20:57 | 1 |  |  | Offsite Resource | Solar Farm |  |  | National Grid - Upstate NY (Niagara Mohawk) |  | E - Mohawk Valley
3204 | ASA Holdings NY I LLC - 2536 County Route 17 (North) | 2536 County Route 17 |  | Dekalb | NY | 13630 |  |  | 6026.02 | 0 | 0 | 0 | 0 | 0 | 0 | 0 | 0 | 0 | 0 | 0 | FALSE | KSYR | 2024-01-29 20:57 | 1 |  |  | Offsite Resource | Solar Farm |  |  | National Grid - Upstate NY (Niagara Mohawk) |  | E - Mohawk Valley
3205 | Route 30 Solar - 4487D St HWY 30 | 4487D ST HWY 30 |  | Perth | NY | 12010 |  |  | 1297.12 | 0 | 0 | 0 | 0 | 0 | 0 | 0 | 0 | 0 | 0 | 0 | FALSE | KALB | 2024-01-29 20:58 | 1 |  |  | Offsite Resource | Solar Farm |  |  | National Grid - Upstate NY (Niagara Mohawk) |  | F - Capital
3206 | SGP - 491 Sawkill Road | 491 Sawkill Road |  | Kingston | NY | 12401 |  |  | 6935.76 | 0 | 0 | 0 | 0 | 0 | 0 | 0 | 0 | 0 | 0 | 0 | FALSE | KPOU | 2024-02-05 19:57 | 1 |  |  | Offsite Resource | Solar Farm |  |  | Central Hudson Gas and Electric |  | G - Hudson Valley
3207 | Dowmont Solar - 191 Dowmont Rd | 191 Dowmont Rd |  | Argyle | NY | 12809 |  |  | 7022.31 | 0 | 0 | 0 | 0 | 0 | 0 | 0 | 0 | 0 | 0 | 0 | FALSE | KALB | 2024-02-12 20:18 | 1 |  |  | Offsite Resource | Solar Farm |  |  | National Grid - Upstate NY (Niagara Mohawk) |  | F - Capital
3208 | IPPsolar Evergreen - Route 209 and Maple Crest | Route 209 and Maple Crest Drive |  | Deer Park | NY | 12771 |  |  | 7452 | 0 | 0 | 0 | 0 | 0 | 0 | 0 | 0 | 0 | 0 | 0 | FALSE | KPOU | 2024-02-16 15:47 | 1 |  |  | Offsite Resource | Solar Farm |  |  | Orange and Rockland Utilities |  | G - Hudson Valley
3209 | Saratoga Solar III, LLC - 461 Sodeman Rd | 461 Sodeman Rd |  | Middle Grove | NY | 12850 |  |  | 4597.2 | 0 | 0 | 0 | 0 | 0 | 0 | 0 | 0 | 0 | 0 | 0 | FALSE | KALB | 2024-04-05 13:41 | 1 |  |  | Offsite Resource | Solar Farm |  |  | National Grid - Upstate NY (Niagara Mohawk) |  | F - Capital
3210 | Herrington Solar LLC - 33 Bracken Rd | 33 Bracken Rd |  | Schaghticoke | NY | 12154 |  |  | 7304.4 | 0 | 0 | 0 | 0 | 0 | 0 | 0 | 0 | 0 | 0 | 0 | FALSE | KALB | 2024-02-16 15:48 | 1 |  |  | Offsite Resource | Solar Farm |  |  | National Grid - Upstate NY (Niagara Mohawk) |  | F - Capital
3211 | ClearPath Energy - 7194 Brewery Rd | 7194 Brewery Rd |  | Lowville | NY | 13367 |  |  | 4562.48 | 0 | 0 | 0 | 0 | 0 | 0 | 0 | 0 | 0 | 0 | 0 | FALSE | KSYR | 2024-02-16 15:49 | 1 |  |  | Offsite Resource | Solar Farm |  |  | National Grid - Upstate NY (Niagara Mohawk) |  | E - Mohawk Valley
3212 | Potsdam Community Solar 2, LLC - 7700 Highway 11 | 7700 US-11 |  | Potsdam | NY | 13676 |  |  | 6388.2 | 0 | 0 | 0 | 0 | 0 | 0 | 0 | 0 | 0 | 0 | 0 | FALSE | KSYR | 2024-02-16 15:49 | 1 |  |  | Offsite Resource | Solar Farm |  |  | National Grid - Upstate NY (Niagara Mohawk) |  | E - Mohawk Valley
3213 | Hidden Meadows Solar - 1170 Mahaffy Rd | 1170 Mahaffy Rd |  | Fort Edward | NY | 12828 |  |  | 7024.285 | 0 | 0 | 0 | 0 | 0 | 0 | 0 | 0 | 0 | 0 | 0 | FALSE | KALB | 2024-02-28 21:00 | 1 |  |  | Offsite Resource | Solar Farm |  |  | National Grid - Upstate NY (Niagara Mohawk) |  | F - Capital
3214 | Building X, LLC - 255 Ship Canal Pkwy | 255 Ship Canal Pkwy |  | Buffalo | NY | 14218 |  |  | 5195.52 | 0 | 0 | 0 | 0 | 0 | 0 | 0 | 0 | 0 | 0 | 0 | FALSE | KBUF | 2024-03-15 19:00 | 1 |  |  | Offsite Resource | Solar Farm |  |  | National Grid - Upstate NY (Niagara Mohawk) |  | A - West
3215 | AETS State Route 5 LLC - 5918 State Route 5 | 5918 State Route 5 |  | Vernon | NY | 13476 |  |  | 5850.6 | 0 | 0 | 0 | 0 | 0 | 0 | 0 | 0 | 0 | 0 | 0 | FALSE | KSYR | 2024-04-24 18:03 | 1 |  |  | Offsite Resource | Solar Farm |  |  | National Grid - Upstate NY (Niagara Mohawk) |  | E - Mohawk Valley
3216 | SSC Cicero LLC - 5827 McKinley Rd | 5827 McKinley Rd |  | Brewerton | NY | 13029 |  |  | 6991.92 | 0 | 0 | 0 | 0 | 0 | 0 | 0 | 0 | 0 | 0 | 0 | FALSE | KSYR | 2024-03-15 19:02 | 1 |  |  | Offsite Resource | Solar Farm |  |  | National Grid - Upstate NY (Niagara Mohawk) |  | C - Central
3217 | Omni Navitas Holdings, LLC - 126 Little Bow Road North | 126 Little Bow Rd North |  | Gouverneur | NY | 13642 |  |  | 6424.08 | 0 | 0 | 0 | 0 | 0 | 0 | 0 | 0 | 0 | 0 | 0 | FALSE | KART | 2024-03-25 17:48 | 1 |  |  | Offsite Resource | Solar Farm |  |  | National Grid - Upstate NY (Niagara Mohawk) |  | E - Mohawk Valley
3218 | Saturn Power Corporation - 3570 Stone Quarry Rd | 3570 Stone Quarry Rd |  | Fredonia | NY | 14063 |  |  | 6398.6 | 0 | 0 | 0 | 0 | 0 | 0 | 0 | 0 | 0 | 0 | 0 | FALSE | KBUF | 2024-03-25 17:49 | 1 |  |  | Offsite Resource | Solar Farm |  |  | National Grid - Upstate NY (Niagara Mohawk) |  | A - West
3219 | Saturn Power Corporation - 10035 Christy Rd | 10035 Christy Rd |  | Fredonia | NY | 14063 |  |  | 4381.65 | 0 | 0 | 0 | 0 | 0 | 0 | 0 | 0 | 0 | 0 | 0 | FALSE | KBUF | 2024-03-25 17:50 | 1 |  |  | Offsite Resource | Solar Farm |  |  | National Grid - Upstate NY (Niagara Mohawk) |  | A - West
3220 | Wildcat Renewables, LLC - 7061 Slayton Settlement Rd | 7061 Slayton Settlement Rd |  | Lockport | NY | 14094 |  |  | 2593.11 | 0 | 0 | 0 | 0 | 0 | 0 | 0 | 0 | 0 | 0 | 0 | FALSE | KBUF | 2024-04-05 12:44 | 1 |  |  | Offsite Resource | Solar Farm |  |  | New York State Electric and Gas |  | A - West
3221 | Wildcat Renewables, LLC - 7068 Slayton Settlement Rd | 7068 Slayton Settlement Rd |  | Lockport | NY | 14094 |  |  | 6532.37 | 0 | 0 | 0 | 0 | 0 | 0 | 0 | 0 | 0 | 0 | 0 | FALSE | KBUF | 2024-04-05 12:44 | 1 |  |  | Offsite Resource | Solar Farm |  |  | New York State Electric and Gas |  | A - West
3222 | Triboro Center | 1160 Teller Ave |  | Bronx | NY | 10456 |  |  | 400 | 2572.8 | 0 | 0 | 0 | 0 | 0 | 0 | 0 | 0 | 0 | 0 | FALSE | KLGA | 2024-04-10 15:00 | 1 |  |  | Health Care (Inpatient) | Inpatient Rehabilitation |  |  | Consolidated Edison | Consolidated Edison | J - New York City
3223 | CVE North America, Inc. - 3625 Lockport Rd | 3625 Lockport Rd |  | Sanborn | NY | 14132 |  |  | 5665.44 | 0 | 0 | 0 | 0 | 0 | 0 | 0 | 0 | 0 | 0 | 0 | FALSE | KBUF | 2024-04-12 19:49 | 1 |  |  | Offsite Resource | Solar Farm |  |  | National Grid - Upstate NY (Niagara Mohawk) |  | A - West
3224 | Saturn Power Corporation - 7484 4th Section Rd | 7484 4th Section Rd |  | Brockport | NY | 14420 |  |  | 4590.3 | 0 | 0 | 0 | 0 | 0 | 0 | 0 | 0 | 0 | 0 | 0 | FALSE | KROC | 2024-05-13 14:49 | 1 |  |  | Offsite Resource | Solar Farm |  |  | National Grid - Upstate NY (Niagara Mohawk) |  | A - West
3225 | Saturn Power Corporation - 7397 4th Section Rd | 7397 4th Section Rd |  | Brockport | NY | 14420 |  |  | 6495.97 | 0 | 0 | 0 | 0 | 0 | 0 | 0 | 0 | 0 | 0 | 0 | FALSE | KROC | 2024-04-12 19:51 | 1 |  |  | Offsite Resource | Solar Farm |  |  | National Grid - Upstate NY (Niagara Mohawk) |  | A - West
3226 | Helios Energy New York LLC - 980 Redman Rd | 980 Redman Rd |  | Hamlin | NY | 14464 |  |  | 6739.2 | 0 | 0 | 0 | 0 | 0 | 0 | 0 | 0 | 0 | 0 | 0 | FALSE | KROC | 2024-04-17 13:36 | 2 |  |  | Offsite Resource | Solar Farm |  |  | National Grid - Upstate NY (Niagara Mohawk) |  | A - West
3228 | Taft Solar LLC - 6966 E Taft Rd | 6966 E Taft Rd |  | East Syracuse | NY | 13057 |  |  | 4364.785 | 0 | 0 | 0 | 0 | 0 | 0 | 0 | 0 | 0 | 0 | 0 | FALSE | KSYR | 2024-04-17 14:55 | 1 |  |  | Offsite Resource | Solar Farm |  |  | National Grid - Upstate NY (Niagara Mohawk) |  | C - Central
3229 | Locust Solar LLC - 22 Locus Avenue | 22 Locust Ave |  | Cortland | NY | 13045 |  |  | 6734.71 | 0 | 0 | 0 | 0 | 0 | 0 | 0 | 0 | 0 | 0 | 0 | FALSE | KITH | 2024-04-17 17:02 | 1 |  |  | Offsite Resource | Solar Farm |  |  | National Grid - Upstate NY (Niagara Mohawk) |  | C - Central
3230 | Camden Renewables, LLC - 1751 Mexico Road | 1751 Mexico Rd |  | Camden | NY | 13316 |  |  | 3880.89 | 0 | 0 | 0 | 0 | 0 | 0 | 0 | 0 | 0 | 0 | 0 | FALSE | KSYR | 2024-04-23 20:14 | 1 |  |  | Offsite Resource | Solar Farm |  |  | National Grid - Upstate NY (Niagara Mohawk) |  | E - Mohawk Valley
3231 | Abundant Solar Pow - 5701 Bowman Rd | 5701 Bowman Rd |  | East Syracuse | NY | 13057 |  |  | 5728.32 | 0 | 0 | 0 | 0 | 0 | 0 | 0 | 0 | 0 | 0 | 0 | FALSE | KSYR | 2024-04-24 12:08 | 1 |  |  | Offsite Resource | Solar Farm |  |  | National Grid - Upstate NY (Niagara Mohawk) |  | C - Central
3232 | Beaver Dam Solar 1, LLC - 275 Beaver Dam Road | 275 Beaver Dam Rd |  | Selkirk | NY | 12158 |  |  | 7592.78 | 0 | 0 | 0 | 0 | 0 | 0 | 0 | 0 | 0 | 0 | 0 | FALSE | KALB | 2024-04-30 20:55 | 1 |  |  | Offsite Resource | Solar Farm |  |  | National Grid - Upstate NY (Niagara Mohawk) |  | F - Capital
3233 | Grand Island Sunrise LLC - 871 Whitehaven Road | 871 Whitehaven Rd |  | Grand Island | NY | 14072 |  |  | 12377.04 | 0 | 0 | 0 | 0 | 0 | 0 | 0 | 0 | 0 | 0 | 0 | FALSE | KBUF | 2024-04-24 17:40 | 1 |  |  | Offsite Resource | Solar Farm |  |  | National Grid - Upstate NY (Niagara Mohawk) |  | A - West
3234 | Wadhams Solar, LLC - 6866 State Route 37 | 6866 NY-37 |  | Ogdensburg | NY | 13669 |  |  | 0 | 0 | 0 | 0 | 0 | 0 | 0 | 0 | 0 | 0 | 0 | 0 | FALSE | KLGA | 2024-04-30 20:54 | 1 |  |  | Offsite Resource | Solar Farm |  |  | National Grid - Upstate NY (Niagara Mohawk) |  | E - Mohawk Valley
3235 | Catalyze Holdings, LLC - 3240 W Lake Rd | 3240 W Lake Rd |  | Geneseo | NY | 14454 |  |  | 6486.48 | 0 | 0 | 0 | 0 | 0 | 0 | 0 | 0 | 0 | 0 | 0 | FALSE | KROC | 2024-04-30 17:49 | 1 |  |  | Offsite Resource | Solar Farm |  |  | National Grid - Upstate NY (Niagara Mohawk) |  | A - West
3236 | CVE North America, Inc - 7 Belair Lane | 7 Belair Ln |  | Troy | NY | 12180 |  |  | 4885.92 | 0 | 0 | 0 | 0 | 0 | 0 | 0 | 0 | 0 | 0 | 0 | FALSE | KALB | 2024-05-10 15:37 | 1 |  |  | Offsite Resource | Solar Farm |  |  | National Grid - Upstate NY (Niagara Mohawk) |  | F - Capital

## Systems
System ID | Facility ID | Facility Name | System Name | System Rated Electric Generation (kW) | System Rated Heat Generation (MBtu/h) | System Rated Electrical Discharge Capacity (kW) | System Rated Electrical Storage Capacity (kWh) | System Rated Cooling Energy Discharge Capacity (ton) | System Equivalent Electrical Discharge Capacity from Cooling Sources (kW) | System Rated Cooling Energy Storage Capacity (ton-hour) | System Equivalent Electrical Storage Capacity from Cooling Sources (kWh) | System Rated Thermal Energy Discharge Capacity (MBtu/h) | System Equivalent Electrical Discharge Capacity from Thermal Sources (kW) | System Rated Thermal Energy Storage Capacity (MBtu) | System Equivalent Electrical Storage Capacity from Thermal Sources (kWh) | Installed Projects | Installed Resources
1 | 170 | Waldbaum's Supermarket |  | 60 | 0 | 0 | 0 | 0 | 0 | 0 | 0 | 0 | 0 | 0 | 0 | 1 | 1
2 | 181 | Arrow Linen |  | 300 | 0 | 0 | 0 | 0 | 0 | 0 | 0 | 0 | 0 | 0 | 0 | 1 | 1
3 | 209 | Modern Landfill |  | 5600 | 0 | 0 | 0 | 0 | 0 | 0 | 0 | 0 | 0 | 0 | 0 | 1 | 1
4 | 231 | Oakwood Health Care Center |  | 600 | 0 | 0 | 0 | 0 | 0 | 0 | 0 | 0 | 0 | 0 | 0 | 1 | 1
5 | 242 | Wyoming County Community Hospital |  | 560 | 0 | 0 | 0 | 0 | 0 | 0 | 0 | 0 | 0 | 0 | 0 | 1 | 1
6 | 263 | Porter Center Rd. |  | 5 | 0 | 0 | 0 | 0 | 0 | 0 | 0 | 0 | 0 | 0 | 0 | 1 | 1
7 | 273 | Floyd Bennett Field |  | 120 | 0 | 0 | 0 | 0 | 0 | 0 | 0 | 0 | 0 | 0 | 0 | 1 | 1
8 | 192 | The Park Ten |  | 70 | 0 | 0 | 0 | 0 | 0 | 0 | 0 | 0 | 0 | 0 | 0 | 1 | 1
9 | 316 | Tudor Gardens |  | 150 | 0 | 0 | 0 | 0 | 0 | 0 | 0 | 0 | 0 | 0 | 0 | 1 | 1
10 | 435 | Sheraton New York Hotel and Tower |  | 250 | 0 | 0 | 0 | 0 | 0 | 0 | 0 | 0 | 0 | 0 | 0 | 1 | 1
11 | 284 | VIP Country Club |  | 180 | 0 | 0 | 0 | 0 | 0 | 0 | 0 | 0 | 0 | 0 | 0 | 1 | 1
12 | 445 | Patterson Farms |  | 180 | 0 | 0 | 0 | 0 | 0 | 0 | 0 | 0 | 0 | 0 | 0 | 1 | 1
15 | 434 | Hudson Valley Community College |  | 7845 | 0 | 0 | 0 | 0 | 0 | 0 | 0 | 0 | 0 | 0 | 0 | 1 | 4
16 | 438 | SUNY Buffalo |  | 120 | 0 | 0 | 0 | 0 | 0 | 0 | 0 | 0 | 0 | 0 | 0 | 1 | 1
17 | 11 | Emerling Farm |  | 200 | 0 | 0 | 0 | 0 | 0 | 0 | 0 | 0 | 0 | 0 | 0 | 1 | 1
18 | 446 | Sunny Knoll Farm |  | 230 | 0 | 0 | 0 | 0 | 0 | 0 | 0 | 0 | 0 | 0 | 0 | 1 | 1
19 | 346 | Sea Rise 1 |  | 120 | 980 | 0 | 0 | 0 | 0 | 0 | 0 | 0 | 0 | 0 | 0 | 1 | 1
21 | 305 | Hazel Towers |  | 120 | 0 | 0 | 0 | 0 | 0 | 0 | 0 | 0 | 0 | 0 | 0 | 1 | 1
23 | 198 | A.A. Dairy |  | 130 | 0 | 0 | 0 | 0 | 0 | 0 | 0 | 0 | 0 | 0 | 0 | 1 | 1
25 | 441 | Rochester International Airport |  | 1500 | 0 | 0 | 0 | 0 | 0 | 0 | 0 | 0 | 0 | 0 | 0 | 1 | 1
28 | 442 | Corning Glass Works Building |  | 1600 | 0 | 0 | 0 | 0 | 0 | 0 | 0 | 0 | 0 | 0 | 0 | 1 | 1
29 | 439 | Fonda Fultonville CSD |  | 1336 | 0 | 0 | 0 | 0 | 0 | 0 | 0 | 0 | 0 | 0 | 0 | 1 | 1
30 | 456 | Shoprite Supermarket |  | 140 | 0 | 0 | 0 | 0 | 0 | 0 | 0 | 0 | 0 | 0 | 0 | 1 | 1
32 | 444 | Sheland Farms |  | 150 | 0 | 0 | 0 | 0 | 0 | 0 | 0 | 0 | 0 | 0 | 0 | 1 | 1
33 | 23 | River Point Towers |  | 300 | 0 | 0 | 0 | 0 | 0 | 0 | 0 | 0 | 0 | 0 | 0 | 1 | 1
34 | 24 | Burke Rehabilitation Hospital |  | 600 | 0 | 0 | 0 | 0 | 0 | 0 | 0 | 0 | 0 | 0 | 0 | 1 | 1
35 | 25 | East Rochester School District |  | 200 | 0 | 0 | 0 | 0 | 0 | 0 | 0 | 0 | 0 | 0 | 0 | 1 | 1
37 | 26 | 110 E 59th Street |  | 800 | 0 | 0 | 0 | 0 | 0 | 0 | 0 | 0 | 0 | 0 | 0 | 1 | 1
38 | 27 | Metropolitan Syracuse WWTP |  | 380 | 0 | 0 | 0 | 0 | 0 | 0 | 0 | 0 | 0 | 0 | 0 | 1 | 1
45 | 5 | Aurora Ridge Dairy |  | 600 | 0 | 0 | 0 | 0 | 0 | 0 | 0 | 0 | 0 | 0 | 0 | 1 | 1
46 | 32 | Lewiston Water Pollution Control Center |  | 60 | 0 | 0 | 0 | 0 | 0 | 0 | 0 | 0 | 0 | 0 | 0 | 1 | 1
47 | 33 | Lamb Farms |  | 416 | 0 | 0 | 0 | 0 | 0 | 0 | 0 | 0 | 0 | 0 | 0 | 1 | 1
49 | 35 | Sea Park East |  | 150 | 0 | 0 | 0 | 0 | 0 | 0 | 0 | 0 | 0 | 0 | 0 | 1 | 1
50 | 36 | Clarkson University |  | 195 | 0 | 0 | 0 | 0 | 0 | 0 | 0 | 0 | 0 | 0 | 0 | 1 | 1
53 | 37 | 666 5th Ave |  | 1000 | 0 | 0 | 0 | 0 | 0 | 0 | 0 | 0 | 0 | 0 | 0 | 1 | 1
54 | 39 | Sunnyside Farms |  | 1130 | 0 | 0 | 0 | 0 | 0 | 0 | 0 | 0 | 0 | 0 | 0 | 2 | 2
56 | 41 | Swiss Valley Farms |  | 300 | 0 | 0 | 0 | 0 | 0 | 0 | 0 | 0 | 0 | 0 | 0 | 1 | 1
57 | 40 | Boxler Dairy Farm |  | 500 | 0 | 0 | 0 | 0 | 0 | 0 | 0 | 0 | 0 | 0 | 0 | 1 | 1
58 | 43 | Toren Condominiums |  | 500 | 0 | 0 | 0 | 0 | 0 | 0 | 0 | 0 | 0 | 0 | 0 | 1 | 1
59 | 42 | Zuber Farms |  | 380 | 0 | 0 | 0 | 0 | 0 | 0 | 0 | 0 | 0 | 0 | 0 | 1 | 1
60 | 44 | Coop City - Riverbay Corp. |  | 37500 | 0 | 0 | 0 | 0 | 0 | 0 | 0 | 0 | 0 | 0 | 0 | 1 | 1
61 | 45 | Vassar College |  | 500 | 0 | 0 | 0 | 0 | 0 | 0 | 0 | 0 | 0 | 0 | 0 | 1 | 1
62 | 46 | Price Chopper - Albany |  | 400 | 0 | 0 | 0 | 0 | 0 | 0 | 0 | 0 | 0 | 0 | 0 | 1 | 1
63 | 47 | NYC Marriott Downtown |  | 650 | 0 | 0 | 0 | 0 | 0 | 0 | 0 | 0 | 0 | 0 | 0 | 1 | 1
65 | 50 | Trump Tower at City Center |  | 150 | 1046 | 0 | 0 | 0 | 0 | 0 | 0 | 0 | 0 | 0 | 0 | 1 | 1
66 | 51 | Golub Headquarters Office Building |  | 195 | 0 | 0 | 0 | 0 | 0 | 0 | 0 | 0 | 0 | 0 | 0 | 1 | 1
67 | 52 | Coca Cola Bottling |  | 800 | 0 | 0 | 0 | 0 | 0 | 0 | 0 | 0 | 0 | 0 | 0 | 1 | 1
68 | 53 | Sabic Innovative Plastics |  | 1275 | 0 | 0 | 0 | 0 | 0 | 0 | 0 | 0 | 0 | 0 | 0 | 1 | 1
69 | 56 | Wagner Farms |  | 100 | 0 | 0 | 0 | 0 | 0 | 0 | 0 | 0 | 0 | 0 | 0 | 1 | 1
70 | 57 | One Penn Plaza |  | 6165 | 0 | 0 | 0 | 0 | 0 | 0 | 0 | 0 | 0 | 0 | 0 | 1 | 1
71 | 58 | Ultra-Flex |  | 925 | 3900 | 0 | 0 | 0 | 0 | 0 | 0 | 0 | 0 | 0 | 0 | 2 | 3
72 | 49 | Roach Dairy Farm |  | 450 | 0 | 0 | 0 | 0 | 0 | 0 | 0 | 0 | 0 | 0 | 0 | 1 | 1
73 | 59 | Cornell University |  | 30000 | 0 | 0 | 0 | 0 | 0 | 0 | 0 | 0 | 0 | 0 | 0 | 1 | 1
74 | 60 | Octagon |  | 400 | 0 | 0 | 0 | 0 | 0 | 0 | 0 | 0 | 0 | 0 | 0 | 1 | 1
75 | 61 | Price Chopper - Glenville |  | 200 | 0 | 0 | 0 | 0 | 0 | 0 | 0 | 0 | 0 | 0 | 0 | 1 | 1
76 | 62 | Saints Joachim and Anne Nursing and Rehabilitation |  | 300 | 0 | 0 | 0 | 0 | 0 | 0 | 0 | 0 | 0 | 0 | 0 | 1 | 1
77 | 63 | Rome Memorial Hospital |  | 260 | 0 | 0 | 0 | 0 | 0 | 0 | 0 | 0 | 0 | 0 | 0 | 1 | 1
78 | 64 | Burrstone Energy Center |  | 3634 | 0 | 0 | 0 | 0 | 0 | 0 | 0 | 0 | 0 | 0 | 0 | 1 | 1
79 | 65 | Sunrise Bakery |  | 525 | 0 | 0 | 0 | 0 | 0 | 0 | 0 | 0 | 0 | 0 | 0 | 1 | 1
80 | 457 | Allied Frozen Storage |  | 2500 | 0 | 0 | 0 | 0 | 0 | 0 | 0 | 0 | 0 | 0 | 0 | 1 | 1
82 | 68 | Syracuse University Green Data Center |  | 780 | 0 | 0 | 0 | 0 | 0 | 0 | 0 | 0 | 0 | 0 | 0 | 1 | 1
83 | 54 | 800 Sixth Apartments |  | 75 | 523 | 0 | 0 | 0 | 0 | 0 | 0 | 0 | 0 | 0 | 0 | 1 | 1
84 | 55 | Avalon Midtown West |  | 150 | 1046 | 0 | 0 | 0 | 0 | 0 | 0 | 0 | 0 | 0 | 0 | 1 | 1
85 | 69 | Seaside Apartments |  | 100 | 0 | 0 | 0 | 0 | 0 | 0 | 0 | 0 | 0 | 0 | 0 | 1 | 1
86 | 70 | Concord Court Apartments |  | 100 | 0 | 0 | 0 | 0 | 0 | 0 | 0 | 0 | 0 | 0 | 0 | 1 | 1
87 | 71 | Linear Lighting |  | 261.184 | 0 | 0 | 0 | 0 | 0 | 0 | 0 | 0 | 0 | 0 | 0 | 1 | 1
88 | 72 | St Elizabeths CHP Plant |  | 2310 | 0 | 0 | 0 | 0 | 0 | 0 | 0 | 0 | 0 | 0 | 0 | 1 | 1
89 | 73 | Princeton Club |  | 300 | 0 | 0 | 0 | 0 | 0 | 0 | 0 | 0 | 0 | 0 | 0 | 1 | 1
90 | 74 | Jewish Home and Hospital Greenwall Pavilion |  | 300 | 0 | 0 | 0 | 0 | 0 | 0 | 0 | 0 | 0 | 0 | 0 | 1 | 1
91 | 75 | Parker Jewish Institute |  | 300 | 0 | 0 | 0 | 0 | 0 | 0 | 0 | 0 | 0 | 0 | 0 | 1 | 1
92 | 76 | City of Schenectady Water Pollution Control Plant |  | 280 | 0 | 0 | 0 | 0 | 0 | 0 | 0 | 0 | 0 | 0 | 0 | 1 | 1
93 | 77 | Walker Dairy |  | 335 | 0 | 0 | 0 | 0 | 0 | 0 | 0 | 0 | 0 | 0 | 0 | 1 | 1
94 | 78 | Felix Storch |  | 147.84 | 0 | 0 | 0 | 0 | 0 | 0 | 0 | 0 | 0 | 0 | 0 | 1 | 1
95 | 79 | Beth Israel Medical Center |  | 250 | 0 | 0 | 0 | 0 | 0 | 0 | 0 | 0 | 0 | 0 | 0 | 1 | 1
96 | 80 | Synergy Biogas |  | 1426 | 0 | 0 | 0 | 0 | 0 | 0 | 0 | 0 | 0 | 0 | 0 | 1 | 1
98 | 82 | Forest City Enterprises |  | 318.99 | 0 | 0 | 0 | 0 | 0 | 0 | 0 | 0 | 0 | 0 | 0 | 1 | 1
99 | 83 | GAL Manufacturing |  | 237.12 | 0 | 0 | 0 | 0 | 0 | 0 | 0 | 0 | 0 | 0 | 0 | 1 | 1
100 | 84 | Walmart 2104 |  | 439.92 | 0 | 0 | 0 | 0 | 0 | 0 | 0 | 0 | 0 | 0 | 0 | 1 | 1
101 | 85 | Cabrini Terrace |  | 110 | 0 | 0 | 0 | 0 | 0 | 0 | 0 | 0 | 0 | 0 | 0 | 1 | 1
102 | 86 | Willet Dairy |  | 1000 | 0 | 0 | 0 | 0 | 0 | 0 | 0 | 0 | 0 | 0 | 0 | 1 | 1
103 | 87 | Doral Arrowwood Hotel |  | 300 | 0 | 0 | 0 | 0 | 0 | 0 | 0 | 0 | 0 | 0 | 0 | 1 | 1
104 | 88 | Maspeth Solar |  | 282.15 | 0 | 0 | 0 | 0 | 0 | 0 | 0 | 0 | 0 | 0 | 0 | 1 | 1
105 | 89 | 1948 Troutman St. |  | 352.56 | 0 | 0 | 0 | 0 | 0 | 0 | 0 | 0 | 0 | 0 | 0 | 1 | 1
106 | 90 | RiteLite |  | 172 | 0 | 0 | 0 | 0 | 0 | 0 | 0 | 0 | 0 | 0 | 0 | 1 | 1
107 | 91 | Compass Forwarding - Sedgwick LLC |  | 88.944 | 0 | 0 | 0 | 0 | 0 | 0 | 0 | 0 | 0 | 0 | 0 | 1 | 1
108 | 92 | Gardeau Crest Farm |  | 600 | 0 | 0 | 0 | 0 | 0 | 0 | 0 | 0 | 0 | 0 | 0 | 1 | 1
109 | 93 | Stop&Shop Rhinebeck #536 |  | 214.17 | 0 | 0 | 0 | 0 | 0 | 0 | 0 | 0 | 0 | 0 | 0 | 1 | 1
110 | 94 | Kohl's #782 Staten Island |  | 334.125 | 0 | 0 | 0 | 0 | 0 | 0 | 0 | 0 | 0 | 0 | 0 | 1 | 1
111 | 95 | Broadway Stages |  | 282.15 | 0 | 0 | 0 | 0 | 0 | 0 | 0 | 0 | 0 | 0 | 0 | 1 | 1
112 | 96 | Stop&Shop Monroe #523 |  | 243.38 | 0 | 0 | 0 | 0 | 0 | 0 | 0 | 0 | 0 | 0 | 0 | 1 | 1
113 | 97 | Silver Towers - New York |  | 300 | 2100 | 0 | 0 | 0 | 0 | 0 | 0 | 0 | 0 | 0 | 0 | 1 | 1
114 | 98 | Rivington House |  | 240 | 0 | 0 | 0 | 0 | 0 | 0 | 0 | 0 | 0 | 0 | 0 | 1 | 1
115 | 99 | Dykes Lumber |  | 196.35 | 0 | 0 | 0 | 0 | 0 | 0 | 0 | 0 | 0 | 0 | 0 | 1 | 1
116 | 100 | Stop&Shop New City # 596 |  | 162.25 | 0 | 0 | 0 | 0 | 0 | 0 | 0 | 0 | 0 | 0 | 0 | 1 | 1
117 | 101 | Stop&Shop Tarrytown # 599 |  | 178.8 | 0 | 0 | 0 | 0 | 0 | 0 | 0 | 0 | 0 | 0 | 0 | 1 | 1
118 | 102 | East Irondequoit Central School District |  | 325 | 0 | 0 | 0 | 0 | 0 | 0 | 0 | 0 | 0 | 0 | 0 | 1 | 1
119 | 103 | Churchill |  | 150 | 0 | 0 | 0 | 0 | 0 | 0 | 0 | 0 | 0 | 0 | 0 | 1 | 1
120 | 104 | Albany Medical Center |  | 4500 | 0 | 0 | 0 | 0 | 0 | 0 | 0 | 0 | 0 | 0 | 0 | 1 | 1
122 | 106 | Victory Food Service |  | 339.9 | 0 | 0 | 0 | 0 | 0 | 0 | 0 | 0 | 0 | 0 | 0 | 1 | 1
123 | 107 | Stop&Shop Ossining # 2502 |  | 259.6 | 0 | 0 | 0 | 0 | 0 | 0 | 0 | 0 | 0 | 0 | 0 | 1 | 1
124 | 108 | Albany County Sewer District North Plant |  | 925 | 0 | 0 | 0 | 0 | 0 | 0 | 0 | 0 | 0 | 0 | 0 | 1 | 1
125 | 109 | Fountain House |  | 65 | 251 | 0 | 0 | 0 | 0 | 0 | 0 | 0 | 0 | 0 | 0 | 1 | 1
127 | 111 | Big Geyser, Inc. |  | 175.23 | 0 | 0 | 0 | 0 | 0 | 0 | 0 | 0 | 0 | 0 | 0 | 1 | 1
129 | 113 | Don Bosco Community Center Bldg. A |  | 241.345 | 0 | 0 | 0 | 0 | 0 | 0 | 0 | 0 | 0 | 0 | 0 | 1 | 1
130 | 114 | Don Bosco Community Center Bldg. G |  | 82.485 | 0 | 0 | 0 | 0 | 0 | 0 | 0 | 0 | 0 | 0 | 0 | 1 | 1
131 | 115 | Don Bosco Community Center Bldg. H |  | 61.1 | 0 | 0 | 0 | 0 | 0 | 0 | 0 | 0 | 0 | 0 | 0 | 1 | 1
132 | 116 | Bed Bath & Beyond #1015/Christmas Tree Shops #7030 |  | 708.936 | 0 | 0 | 0 | 0 | 0 | 0 | 0 | 0 | 0 | 0 | 0 | 1 | 1
133 | 117 | Sealing Devices |  | 250.92 | 0 | 0 | 0 | 0 | 0 | 0 | 0 | 0 | 0 | 0 | 0 | 1 | 1
134 | 118 | Kohl's #988 Kingston |  | 451.06 | 0 | 0 | 0 | 0 | 0 | 0 | 0 | 0 | 0 | 0 | 0 | 1 | 1
135 | 119 | Kohl's #963 North Amherst |  | 312.62 | 0 | 0 | 0 | 0 | 0 | 0 | 0 | 0 | 0 | 0 | 0 | 1 | 1
136 | 120 | Kohl's #1203 Ithaca |  | 308.28 | 0 | 0 | 0 | 0 | 0 | 0 | 0 | 0 | 0 | 0 | 0 | 1 | 1
137 | 121 | Kohl's #35 Horseheads |  | 270.27 | 0 | 0 | 0 | 0 | 0 | 0 | 0 | 0 | 0 | 0 | 0 | 1 | 1
138 | 122 | Kohl's #770 Greece |  | 330.99 | 0 | 0 | 0 | 0 | 0 | 0 | 0 | 0 | 0 | 0 | 0 | 1 | 1
139 | 123 | Kohl's #1079 Auburn |  | 310.2 | 0 | 0 | 0 | 0 | 0 | 0 | 0 | 0 | 0 | 0 | 0 | 1 | 1
140 | 124 | Watchtower |  | 742.6 | 0 | 0 | 0 | 0 | 0 | 0 | 0 | 0 | 0 | 0 | 0 | 1 | 1
141 | 125 | Chelsea Mercantile |  | 150 | 1046 | 0 | 0 | 0 | 0 | 0 | 0 | 0 | 0 | 0 | 0 | 1 | 1
142 | 126 | Triform Enterprises |  | 192.27 | 0 | 0 | 0 | 0 | 0 | 0 | 0 | 0 | 0 | 0 | 0 | 1 | 1
143 | 127 | Extra Space Storage Brooklyn |  | 126 | 0 | 0 | 0 | 0 | 0 | 0 | 0 | 0 | 0 | 0 | 0 | 1 | 1
145 | 129 | Owens Corning |  | 2700 | 0 | 0 | 0 | 0 | 0 | 0 | 0 | 0 | 0 | 0 | 0 | 1 | 1
147 | 131 | Jetro Cash and Carry |  | 654 | 0 | 0 | 0 | 0 | 0 | 0 | 0 | 0 | 0 | 0 | 0 | 1 | 1
148 | 132 | Stewart's Shop Corporation |  | 591.36 | 0 | 0 | 0 | 0 | 0 | 0 | 0 | 0 | 0 | 0 | 0 | 1 | 1
149 | 133 | Stop&Shop Yonkers #0522 |  | 275.82 | 0 | 0 | 0 | 0 | 0 | 0 | 0 | 0 | 0 | 0 | 0 | 1 | 1
150 | 205 | Morgan Stanley - Purchase |  | 823.36 | 0 | 0 | 0 | 0 | 0 | 0 | 0 | 0 | 0 | 0 | 0 | 1 | 1
151 | 135 | Architectural Grille |  | 312.62 | 0 | 0 | 0 | 0 | 0 | 0 | 0 | 0 | 0 | 0 | 0 | 1 | 1
152 | 136 | Matt Brewing Company |  | 400 | 0 | 0 | 0 | 0 | 0 | 0 | 0 | 0 | 0 | 0 | 0 | 1 | 1
153 | 137 | Sims Metal Management |  | 591.36 | 0 | 0 | 0 | 0 | 0 | 0 | 0 | 0 | 0 | 0 | 0 | 1 | 1
154 | 139 | Village of Wappingers Falls |  | 239.54 | 0 | 0 | 0 | 0 | 0 | 0 | 0 | 0 | 0 | 0 | 0 | 1 | 1
155 | 140 | Macy's Furniture |  | 385.52 | 0 | 0 | 0 | 0 | 0 | 0 | 0 | 0 | 0 | 0 | 0 | 1 | 1
156 | 141 | Walmart 2405 |  | 494 | 0 | 0 | 0 | 0 | 0 | 0 | 0 | 0 | 0 | 0 | 0 | 1 | 1
157 | 142 | Walmart 2097 |  | 393.12 | 0 | 0 | 0 | 0 | 0 | 0 | 0 | 0 | 0 | 0 | 0 | 1 | 1
158 | 143 | Walmart 6356 |  | 240.24 | 0 | 0 | 0 | 0 | 0 | 0 | 0 | 0 | 0 | 0 | 0 | 1 | 1
159 | 144 | VulCraft of NY |  | 1600 | 0 | 0 | 0 | 0 | 0 | 0 | 0 | 0 | 0 | 0 | 0 | 1 | 1
160 | 145 | Carlisle Construction |  | 953.57 | 0 | 0 | 0 | 0 | 0 | 0 | 0 | 0 | 0 | 0 | 0 | 1 | 1
161 | 146 | Carter, Milchman and Frank, Inc. |  | 96.792 | 0 | 0 | 0 | 0 | 0 | 0 | 0 | 0 | 0 | 0 | 0 | 1 | 1
162 | 147 | Macy's Main |  | 507.52 | 0 | 0 | 0 | 0 | 0 | 0 | 0 | 0 | 0 | 0 | 0 | 1 | 1
163 | 148 | Bard College |  | 280 | 0 | 0 | 0 | 0 | 0 | 0 | 0 | 0 | 0 | 0 | 0 | 1 | 1
164 | 149 | Seneca County Law Enforcement Center |  | 844.8 | 0 | 0 | 0 | 0 | 0 | 0 | 0 | 0 | 0 | 0 | 0 | 1 | 1
165 | 150 | Kohl's #1411 Hudson |  | 299.64 | 0 | 0 | 0 | 0 | 0 | 0 | 0 | 0 | 0 | 0 | 0 | 1 | 1
166 | 151 | Kohl's #1113 Williamsville |  | 336.6 | 0 | 0 | 0 | 0 | 0 | 0 | 0 | 0 | 0 | 0 | 0 | 1 | 1
167 | 152 | Kohl's #1306 Buffalo |  | 364.65 | 0 | 0 | 0 | 0 | 0 | 0 | 0 | 0 | 0 | 0 | 0 | 1 | 1
168 | 153 | Kohl's #1048 Newburgh |  | 283.36 | 0 | 0 | 0 | 0 | 0 | 0 | 0 | 0 | 0 | 0 | 0 | 1 | 1
169 | 155 | Walmart 1781 |  | 539.5 | 0 | 0 | 0 | 0 | 0 | 0 | 0 | 0 | 0 | 0 | 0 | 1 | 1
170 | 105 | Church Street Hilton |  | 500 | 2497.6 | 0 | 0 | 0 | 0 | 0 | 0 | 0 | 0 | 0 | 0 | 1 | 1
171 | 157 | Target Glenville |  | 691.15 | 0 | 0 | 0 | 0 | 0 | 0 | 0 | 0 | 0 | 0 | 0 | 1 | 1
172 | 158 | Mountain Service Distributors |  | 387.5 | 0 | 0 | 0 | 0 | 0 | 0 | 0 | 0 | 0 | 0 | 0 | 1 | 1
173 | 159 | Whole Foods - Brooklyn |  | 306.6 | 0 | 0 | 0 | 0 | 0 | 0 | 0 | 0 | 0 | 0 | 0 | 1 | 1
174 | 160 | Fesko Farm |  | 303.05 | 0 | 0 | 0 | 0 | 0 | 0 | 0 | 0 | 0 | 0 | 0 | 1 | 1
175 | 161 | Marshall Farms Group |  | 650 | 0 | 0 | 0 | 0 | 0 | 0 | 0 | 0 | 0 | 0 | 0 | 1 | 1
176 | 138 | Lotte New York Palace Hotel |  | 780 | 3450 | 0 | 0 | 0 | 0 | 0 | 0 | 0 | 0 | 0 | 0 | 1 | 1
177 | 162 | Greenwood Dairy |  | 400 | 0 | 0 | 0 | 0 | 0 | 0 | 0 | 0 | 0 | 0 | 0 | 1 | 1
178 | 163 | Target Williamsville |  | 390 | 0 | 0 | 0 | 0 | 0 | 0 | 0 | 0 | 0 | 0 | 0 | 1 | 1
179 | 164 | King Zak Industries |  | 325.3 | 0 | 0 | 0 | 0 | 0 | 0 | 0 | 0 | 0 | 0 | 0 | 1 | 1
180 | 165 | Nice-Pak Products, Inc |  | 854.75 | 0 | 0 | 0 | 0 | 0 | 0 | 0 | 0 | 0 | 0 | 0 | 1 | 1
181 | 166 | Manheim Remarketing Inc. - Newburgh #1 |  | 117 | 0 | 0 | 0 | 0 | 0 | 0 | 0 | 0 | 0 | 0 | 0 | 1 | 1
182 | 167 | Manheim Remarketing, Inc. - Clifton Park |  | 110.5 | 0 | 0 | 0 | 0 | 0 | 0 | 0 | 0 | 0 | 0 | 0 | 1 | 1
183 | 168 | Stop&Shop White Plains #0501 |  | 250.8 | 0 | 0 | 0 | 0 | 0 | 0 | 0 | 0 | 0 | 0 | 0 | 1 | 1
184 | 169 | Sunlight Clinton Realty |  | 220 | 0 | 0 | 0 | 0 | 0 | 0 | 0 | 0 | 0 | 0 | 0 | 1 | 1
185 | 172 | Quality Braid |  | 240.9 | 0 | 0 | 0 | 0 | 0 | 0 | 0 | 0 | 0 | 0 | 0 | 1 | 1
186 | 173 | PriceMaster |  | 402.6 | 0 | 0 | 0 | 0 | 0 | 0 | 0 | 0 | 0 | 0 | 0 | 1 | 1
187 | 171 | Lawnhurst Farms |  | 633 | 0 | 0 | 0 | 0 | 0 | 0 | 0 | 0 | 0 | 0 | 0 | 1 | 1
188 | 174 | Bloomingdales |  | 399.6 | 0 | 0 | 0 | 0 | 0 | 0 | 0 | 0 | 0 | 0 | 0 | 1 | 1
189 | 175 | Manheim Remarketing Inc. - Newburgh #2 |  | 747.5 | 0 | 0 | 0 | 0 | 0 | 0 | 0 | 0 | 0 | 0 | 0 | 1 | 1
190 | 176 | Verizon - Clinton Ave |  | 400 | 0 | 0 | 0 | 0 | 0 | 0 | 0 | 0 | 0 | 0 | 0 | 1 | 1
191 | 177 | Verizon - Forest Ave |  | 400 | 0 | 0 | 0 | 0 | 0 | 0 | 0 | 0 | 0 | 0 | 0 | 1 | 1
192 | 178 | Verizon - Jamaica |  | 800 | 0 | 0 | 0 | 0 | 0 | 0 | 0 | 0 | 0 | 0 | 0 | 1 | 1
193 | 179 | Verizon - Meserole St |  | 800 | 0 | 0 | 0 | 0 | 0 | 0 | 0 | 0 | 0 | 0 | 0 | 1 | 1
194 | 180 | Verizon - Rockaway Ave |  | 400 | 0 | 0 | 0 | 0 | 0 | 0 | 0 | 0 | 0 | 0 | 0 | 1 | 1
195 | 182 | Ovation In-Store |  | 300 | 0 | 0 | 0 | 0 | 0 | 0 | 0 | 0 | 0 | 0 | 0 | 1 | 1
196 | 183 | LADS Avenue Associates, LLC |  | 341.33 | 0 | 0 | 0 | 0 | 0 | 0 | 0 | 0 | 0 | 0 | 0 | 1 | 1
197 | 184 | Urban Horizons Building |  | 65 | 408 | 0 | 0 | 0 | 0 | 0 | 0 | 0 | 0 | 0 | 0 | 1 | 1
198 | 185 | Wegmans Markets Office Building |  | 536.25 | 0 | 0 | 0 | 0 | 0 | 0 | 0 | 0 | 0 | 0 | 0 | 1 | 1
199 | 186 | Manhattan Beer Distributor |  | 1059.3 | 0 | 0 | 0 | 0 | 0 | 0 | 0 | 0 | 0 | 0 | 0 | 1 | 1
200 | 187 | Extra Space Storage Bronx |  | 189 | 0 | 0 | 0 | 0 | 0 | 0 | 0 | 0 | 0 | 0 | 0 | 1 | 1
201 | 188 | Cinemark Site #202 |  | 312.13 | 0 | 0 | 0 | 0 | 0 | 0 | 0 | 0 | 0 | 0 | 0 | 1 | 1
202 | 189 | Skidmore College |  | 2085 | 0 | 0 | 0 | 0 | 0 | 0 | 0 | 0 | 0 | 0 | 0 | 1 | 1
203 | 190 | Cornell Snyder Road Solar Farm |  | 2067.29 | 0 | 0 | 0 | 0 | 0 | 0 | 0 | 0 | 0 | 0 | 0 | 1 | 1
204 | 191 | Anheuser Busch - Bronx |  | 711.37 | 0 | 0 | 0 | 0 | 0 | 0 | 0 | 0 | 0 | 0 | 0 | 1 | 1
205 | 193 | Spruce Haven |  | 520 | 0 | 0 | 0 | 0 | 0 | 0 | 0 | 0 | 0 | 0 | 0 | 1 | 1
206 | 194 | Clarkson Solar |  | 2311.2 | 0 | 0 | 0 | 0 | 0 | 0 | 0 | 0 | 0 | 0 | 0 | 1 | 1
207 | 195 | Bausch & Lomb |  | 1100.1 | 0 | 0 | 0 | 0 | 0 | 0 | 0 | 0 | 0 | 0 | 0 | 1 | 1
209 | 197 | Fed Ex Ground |  | 583 | 0 | 0 | 0 | 0 | 0 | 0 | 0 | 0 | 0 | 0 | 0 | 1 | 1
210 | 199 | Macy's Albany |  | 744.345 | 0 | 0 | 0 | 0 | 0 | 0 | 0 | 0 | 0 | 0 | 0 | 1 | 1
211 | 200 | Macy's Cheektowaga |  | 385.56 | 0 | 0 | 0 | 0 | 0 | 0 | 0 | 0 | 0 | 0 | 0 | 1 | 1
212 | 201 | Macy's McKinley |  | 492.66 | 0 | 0 | 0 | 0 | 0 | 0 | 0 | 0 | 0 | 0 | 0 | 1 | 1
213 | 202 | Macy's Middletown |  | 524.79 | 0 | 0 | 0 | 0 | 0 | 0 | 0 | 0 | 0 | 0 | 0 | 1 | 1
214 | 203 | Macy's Poughkeepsie |  | 455.175 | 0 | 0 | 0 | 0 | 0 | 0 | 0 | 0 | 0 | 0 | 0 | 1 | 1
215 | 207 | Town of Williamson Landfill Solar Project |  | 1506.7 | 0 | 0 | 0 | 0 | 0 | 0 | 0 | 0 | 0 | 0 | 0 | 1 | 1
216 | 240 | LOFT - Market St |  | 68 | 0 | 0 | 0 | 0 | 0 | 0 | 0 | 0 | 0 | 0 | 0 | 1 | 1
217 | 241 | FNY Partners - 193 Market St |  | 123 | 0 | 0 | 0 | 0 | 0 | 0 | 0 | 0 | 0 | 0 | 0 | 1 | 1
218 | 243 | FNY Partners - 74 Market St |  | 99 | 0 | 0 | 0 | 0 | 0 | 0 | 0 | 0 | 0 | 0 | 0 | 1 | 1
219 | 244 | 22 Market Street |  | 225 | 0 | 0 | 0 | 0 | 0 | 0 | 0 | 0 | 0 | 0 | 0 | 1 | 1
220 | 205 | Morgan Stanley - Purchase |  | 262.5 | 0 | 0 | 0 | 1254 | 689.7 | 10032 | 5517.6 | 0 | 0 | 0 | 0 | 2 | 2
221 | 212 | St Joseph's Hospital |  | 4600 | 76911 | 0 | 0 | 0 | 0 | 0 | 0 | 0 | 0 | 0 | 0 | 1 | 1
222 | 208 | 8 Rewe St LLC - Marjam |  | 99 | 0 | 0 | 0 | 0 | 0 | 0 | 0 | 0 | 0 | 0 | 0 | 1 | 1
223 | 210 | 16 Rewe St LLC - Marjam |  | 125.4 | 0 | 0 | 0 | 0 | 0 | 0 | 0 | 0 | 0 | 0 | 0 | 1 | 1
224 | 211 | A&I Realty Corp - Marjam |  | 115.5 | 0 | 0 | 0 | 0 | 0 | 0 | 0 | 0 | 0 | 0 | 0 | 1 | 1
226 | 581 | Terrace Gardens 2 |  | 100 | 700 | 0 | 0 | 0 | 0 | 0 | 0 | 0 | 0 | 0 | 0 | 1 | 1
227 | 215 | Birchwood Towers - The Toledo |  | 75 | 523 | 0 | 0 | 0 | 0 | 0 | 0 | 0 | 0 | 0 | 0 | 1 | 1
228 | 217 | YKY Ossining |  | 383.47 | 0 | 0 | 0 | 0 | 0 | 0 | 0 | 0 | 0 | 0 | 0 | 1 | 1
232 | 223 | Diamond Saw Mill |  | 128.52 | 0 | 0 | 0 | 0 | 0 | 0 | 0 | 0 | 0 | 0 | 0 | 1 | 1
233 | 224 | Diamond Virginia: 75 Virginia |  | 248.625 | 0 | 0 | 0 | 0 | 0 | 0 | 0 | 0 | 0 | 0 | 0 | 1 | 1
234 | 225 | Pearlgreen |  | 416.1 | 0 | 0 | 0 | 0 | 0 | 0 | 0 | 0 | 0 | 0 | 0 | 1 | 1
235 | 227 | Clarkstown Landfill |  | 2316.78 | 0 | 0 | 0 | 0 | 0 | 0 | 0 | 0 | 0 | 0 | 0 | 1 | 1
236 | 228 | Tuck It Away 136 |  | 375.76 | 0 | 0 | 0 | 0 | 0 | 0 | 0 | 0 | 0 | 0 | 0 | 1 | 1
237 | 204 | Carl Zeiss |  | 530.07 | 0 | 0 | 0 | 0 | 0 | 0 | 0 | 0 | 0 | 0 | 0 | 1 | 1
238 | 229 | PatterSUN Landfill |  | 942.4 | 0 | 0 | 0 | 0 | 0 | 0 | 0 | 0 | 0 | 0 | 0 | 1 | 1
239 | 230 | Extra Space Storage Mt. Vernon #1 - 30 N West |  | 79.56 | 0 | 0 | 0 | 0 | 0 | 0 | 0 | 0 | 0 | 0 | 0 | 1 | 1
240 | 232 | Macy's Eastview |  | 487.31 | 0 | 0 | 0 | 0 | 0 | 0 | 0 | 0 | 0 | 0 | 0 | 1 | 1
241 | 233 | American Specialties |  | 783.125 | 0 | 0 | 0 | 0 | 0 | 0 | 0 | 0 | 0 | 0 | 0 | 1 | 1
242 | 235 | Birchwood Towers - The Kyoto |  | 75 | 523 | 0 | 0 | 0 | 0 | 0 | 0 | 0 | 0 | 0 | 0 | 1 | 1
243 | 234 | Extra Space Storage Mt. Vernon #2 - Macquesten |  | 106.08 | 0 | 0 | 0 | 0 | 0 | 0 | 0 | 0 | 0 | 0 | 0 | 1 | 1
244 | 236 | Church at the Gateway |  | 386.1 | 0 | 0 | 0 | 0 | 0 | 0 | 0 | 0 | 0 | 0 | 0 | 1 | 1
245 | 237 | DHL |  | 800 | 4050 | 0 | 0 | 0 | 0 | 0 | 0 | 0 | 0 | 0 | 0 | 1 | 1
246 | 238 | Brevoort East |  | 300 | 2100 | 0 | 0 | 0 | 0 | 0 | 0 | 0 | 0 | 0 | 0 | 1 | 1
247 | 239 | Houghton College |  | 2613 | 0 | 0 | 0 | 0 | 0 | 0 | 0 | 0 | 0 | 0 | 0 | 1 | 1
248 | 245 | Bates Troy Healthcare Linen Services |  | 400 | 0 | 0 | 0 | 0 | 0 | 0 | 0 | 0 | 0 | 0 | 0 | 1 | 1
249 | 246 | SUNY Cortland College |  | 1063.18 | 0 | 0 | 0 | 0 | 0 | 0 | 0 | 0 | 0 | 0 | 0 | 1 | 1
250 | 247 | Millbrook School |  | 1730.14 | 0 | 0 | 0 | 0 | 0 | 0 | 0 | 0 | 0 | 0 | 0 | 1 | 1
251 | 248 | FXG #100 (FedEx Ground Packing System, Inc.) |  | 486.78 | 0 | 0 | 0 | 0 | 0 | 0 | 0 | 0 | 0 | 0 | 0 | 1 | 1
252 | 582 | The Bay Club: Tower 2 |  | 300 | 2092 | 0 | 0 | 0 | 0 | 0 | 0 | 0 | 0 | 0 | 0 | 1 | 1
259 | 257 | Mt. Kisco |  | 89.25 | 0 | 0 | 0 | 0 | 0 | 0 | 0 | 0 | 0 | 0 | 0 | 1 | 1
260 | 258 | Cummins Jamestown Engine Plant |  | 2002 | 0 | 0 | 0 | 0 | 0 | 0 | 0 | 0 | 0 | 0 | 0 | 1 | 1
261 | 259 | Roosevelt Landings |  | 300 | 2100 | 0 | 0 | 0 | 0 | 0 | 0 | 0 | 0 | 0 | 0 | 1 | 1
262 | 260 | Sullivan Community College |  | 2152.08 | 0 | 0 | 0 | 0 | 0 | 0 | 0 | 0 | 0 | 0 | 0 | 1 | 1
263 | 261 | Staten Island Ferry Maintenance Building |  | 221 | 0 | 0 | 0 | 0 | 0 | 0 | 0 | 0 | 0 | 0 | 0 | 1 | 1
264 | 262 | Tompkins Cortland Community College |  | 2602.8 | 0 | 0 | 0 | 0 | 0 | 0 | 0 | 0 | 0 | 0 | 0 | 1 | 1
265 | 264 | Rochester Institute of Technology (RIT) | Rochester Institute of Technology (RIT) | 1994.85 | 0 | 0 | 0 | 0 | 0 | 0 | 0 | 0 | 0 | 0 | 0 | 1 | 1
266 | 265 | Onondaga County - Oak Orchard Lagoons |  | 355.63 | 0 | 0 | 0 | 0 | 0 | 0 | 0 | 0 | 0 | 0 | 0 | 1 | 1
267 | 267 | Diamond-Broadway-0051 |  | 129.285 | 0 | 0 | 0 | 0 | 0 | 0 | 0 | 0 | 0 | 0 | 0 | 1 | 1
268 | 268 | The Strand Condominium |  | 100 | 700 | 0 | 0 | 0 | 0 | 0 | 0 | 0 | 0 | 0 | 0 | 1 | 1
269 | 269 | Ithaca WWTP |  | 260 | 1000 | 0 | 0 | 0 | 0 | 0 | 0 | 0 | 0 | 0 | 0 | 1 | 1
270 | 270 | Extra Space Storage Central Valley |  | 530.92 | 0 | 0 | 0 | 0 | 0 | 0 | 0 | 0 | 0 | 0 | 0 | 1 | 1
271 | 271 | Presidents Container Group Solar Project |  | 2092 | 0 | 0 | 0 | 0 | 0 | 0 | 0 | 0 | 0 | 0 | 0 | 1 | 1
272 | 272 | One Lincoln Plaza |  | 225 | 1569 | 0 | 0 | 0 | 0 | 0 | 0 | 0 | 0 | 0 | 0 | 1 | 1
273 | 274 | Zwilling J A Henckels |  | 848.64 | 0 | 0 | 0 | 0 | 0 | 0 | 0 | 0 | 0 | 0 | 0 | 1 | 1
274 | 275 | 2 Tudor City Place |  | 150 | 980 | 0 | 0 | 0 | 0 | 0 | 0 | 0 | 0 | 0 | 0 | 1 | 1
275 | 266 | Madison House |  | 75 | 523 | 0 | 0 | 0 | 0 | 0 | 0 | 0 | 0 | 0 | 0 | 1 | 1
276 | 279 | Harbec Plastics |  | 520 | 3040 | 0 | 0 | 0 | 0 | 0 | 0 | 0 | 0 | 0 | 0 | 1 | 1
277 | 281 | Liberty Distributors |  | 485.1 | 0 | 0 | 0 | 0 | 0 | 0 | 0 | 0 | 0 | 0 | 0 | 1 | 1
278 | 282 | Lake Beverage Corp |  | 444.6 | 0 | 0 | 0 | 0 | 0 | 0 | 0 | 0 | 0 | 0 | 0 | 1 | 1
279 | 276 | Intrepid Sea, Air & Space Museum |  | 300 | 2100 | 0 | 0 | 0 | 0 | 0 | 0 | 0 | 0 | 0 | 0 | 1 | 1
280 | 283 | Noblehurst Farms |  | 520 | 0 | 0 | 0 | 0 | 0 | 0 | 0 | 0 | 0 | 0 | 0 | 1 | 1
281 | 277 | Georgetown Plaza |  | 200 | 1400 | 0 | 0 | 0 | 0 | 0 | 0 | 0 | 0 | 0 | 0 | 1 | 1
282 | 285 | Gateway One Building |  | 2055 | 0 | 0 | 0 | 0 | 0 | 0 | 0 | 0 | 0 | 0 | 0 | 1 | 1
283 | 286 | LTF Westchester Solar |  | 650.87 | 0 | 0 | 0 | 0 | 0 | 0 | 0 | 0 | 0 | 0 | 0 | 1 | 1
284 | 287 | Pepsi Cola Newburgh Bottling Inc |  | 406.13 | 0 | 0 | 0 | 0 | 0 | 0 | 0 | 0 | 0 | 0 | 0 | 1 | 1
285 | 289 | Bloomberg LP - JFK |  | 728.7 | 0 | 0 | 0 | 0 | 0 | 0 | 0 | 0 | 0 | 0 | 0 | 1 | 1
286 | 290 | Bloomberg LP - Idlewild |  | 785.4 | 0 | 0 | 0 | 0 | 0 | 0 | 0 | 0 | 0 | 0 | 0 | 1 | 1
287 | 288 | Target Clifton Park |  | 435.5 | 0 | 0 | 0 | 0 | 0 | 0 | 0 | 0 | 0 | 0 | 0 | 1 | 1
288 | 291 | Upstate Door, Inc |  | 400.77 | 0 | 0 | 0 | 0 | 0 | 0 | 0 | 0 | 0 | 0 | 0 | 1 | 1
289 | 292 | Pratt Industries |  | 1405.3 | 0 | 0 | 0 | 0 | 0 | 0 | 0 | 0 | 0 | 0 | 0 | 1 | 1
290 | 293 | Woodcrest |  | 450 | 0 | 0 | 0 | 0 | 0 | 0 | 0 | 0 | 0 | 0 | 0 | 1 | 1
291 | 294 | Regeneron Pharmaceuticals, Inc |  | 544.635 | 0 | 0 | 0 | 0 | 0 | 0 | 0 | 0 | 0 | 0 | 0 | 1 | 1
292 | 296 | Diamond Nyack |  | 2497.36 | 0 | 0 | 0 | 0 | 0 | 0 | 0 | 0 | 0 | 0 | 0 | 1 | 1
293 | 297 | Target Schenectady |  | 471.835 | 0 | 0 | 0 | 0 | 0 | 0 | 0 | 0 | 0 | 0 | 0 | 1 | 1
294 | 298 | Center Line Studios |  | 300.12 | 0 | 0 | 0 | 0 | 0 | 0 | 0 | 0 | 0 | 0 | 0 | 1 | 1
295 | 299 | HHCSD - Frank G. Lindsey Elementary School |  | 166.32 | 0 | 0 | 0 | 0 | 0 | 0 | 0 | 0 | 0 | 0 | 0 | 1 | 1
296 | 300 | HHCSD - Blue Mountain Middle School |  | 148.5 | 0 | 0 | 0 | 0 | 0 | 0 | 0 | 0 | 0 | 0 | 0 | 1 | 1
297 | 301 | Oneida County Public Safety Complex |  | 75 | 523 | 0 | 0 | 0 | 0 | 0 | 0 | 0 | 0 | 0 | 0 | 1 | 1
298 | 302 | Wegmans - 1885 Chili Avenue |  | 260.19 | 0 | 0 | 0 | 0 | 0 | 0 | 0 | 0 | 0 | 0 | 0 | 1 | 1
299 | 303 | Wegmans - 300 Market Street |  | 421.8 | 0 | 0 | 0 | 0 | 0 | 0 | 0 | 0 | 0 | 0 | 0 | 1 | 1
300 | 304 | Shore View Nursing & Rehabilitation Center |  | 100 | 700 | 0 | 0 | 0 | 0 | 0 | 0 | 0 | 0 | 0 | 0 | 1 | 1
301 | 306 | HHCSD - Furnace Woods Elementary School |  | 196.02 | 0 | 0 | 0 | 0 | 0 | 0 | 0 | 0 | 0 | 0 | 0 | 1 | 1
302 | 307 | AVA High Line |  | 320 | 1656 | 0 | 0 | 0 | 0 | 0 | 0 | 0 | 0 | 0 | 0 | 1 | 1
303 | 308 | The Lara |  | 150 | 1046 | 0 | 0 | 0 | 0 | 0 | 0 | 0 | 0 | 0 | 0 | 1 | 1
304 | 309 | Cornell University New York State Agricultural Experiment Station (NYSAES) |  | 2827.2 | 0 | 0 | 0 | 0 | 0 | 0 | 0 | 0 | 0 | 0 | 0 | 1 | 1
305 | 310 | City of Schenectady City Reservoir |  | 711.815 | 0 | 0 | 0 | 0 | 0 | 0 | 0 | 0 | 0 | 0 | 0 | 1 | 1
306 | 226 | Millennium Broadway |  | 750 | 3746.4 | 0 | 0 | 0 | 0 | 0 | 0 | 0 | 0 | 0 | 0 | 1 | 1
307 | 311 | Montrose FDR Veterans Administration |  | 493 | 0 | 0 | 0 | 0 | 0 | 0 | 0 | 0 | 0 | 0 | 0 | 1 | 1
308 | 312 | Gallagher Bus Service Corp |  | 253.26 | 0 | 0 | 0 | 0 | 0 | 0 | 0 | 0 | 0 | 0 | 0 | 1 | 1
309 | 313 | Lincoln Towers Apartments V |  | 200 | 1400 | 0 | 0 | 0 | 0 | 0 | 0 | 0 | 0 | 0 | 0 | 2 | 2
310 | 314 | Dorado Apartments |  | 75 | 523 | 0 | 0 | 0 | 0 | 0 | 0 | 0 | 0 | 0 | 0 | 1 | 1
311 | 315 | Johnson Brother Lumber - Madison County Landfill |  | 1600 | 0 | 0 | 0 | 0 | 0 | 0 | 0 | 0 | 0 | 0 | 0 | 1 | 1
312 | 317 | Hayden on the Hudson |  | 100 | 642 | 0 | 0 | 0 | 0 | 0 | 0 | 0 | 0 | 0 | 0 | 1 | 1
313 | 318 | Target Rensselaer |  | 442.68 | 0 | 0 | 0 | 0 | 0 | 0 | 0 | 0 | 0 | 0 | 0 | 1 | 1
314 | 319 | Target Queensbury |  | 442.68 | 0 | 0 | 0 | 0 | 0 | 0 | 0 | 0 | 0 | 0 | 0 | 1 | 1
315 | 320 | Target Liverpool |  | 442.68 | 0 | 0 | 0 | 0 | 0 | 0 | 0 | 0 | 0 | 0 | 0 | 1 | 1
316 | 321 | Target Depew |  | 442.68 | 0 | 0 | 0 | 0 | 0 | 0 | 0 | 0 | 0 | 0 | 0 | 1 | 1
317 | 322 | Target Colonie |  | 405.8 | 0 | 0 | 0 | 0 | 0 | 0 | 0 | 0 | 0 | 0 | 0 | 1 | 1
318 | 323 | Target Vestal |  | 449.82 | 0 | 0 | 0 | 0 | 0 | 0 | 0 | 0 | 0 | 0 | 0 | 1 | 1
319 | 324 | SUNY Polytechnic Institute CNSE |  | 100 | 0 | 0 | 0 | 0 | 0 | 0 | 0 | 0 | 0 | 0 | 0 | 1 | 1
320 | 325 | West 96th |  | 75 | 523 | 0 | 0 | 0 | 0 | 0 | 0 | 0 | 0 | 0 | 0 | 1 | 1
321 | 326 | Town of Walworth Solar Farm |  | 1562 | 0 | 0 | 0 | 0 | 0 | 0 | 0 | 0 | 0 | 0 | 0 | 1 | 1
322 | 327 | Hollingsworth and Vose |  | 2604.62 | 0 | 0 | 0 | 0 | 0 | 0 | 0 | 0 | 0 | 0 | 0 | 1 | 1
323 | 328 | Citylights at Queens Landing |  | 75 | 523 | 0 | 0 | 0 | 0 | 0 | 0 | 0 | 0 | 0 | 0 | 1 | 1
325 | 330 | Wegmans - 745 Calkins Road |  | 325 | 0 | 0 | 0 | 0 | 0 | 0 | 0 | 0 | 0 | 0 | 0 | 1 | 1
326 | 278 | Tower West |  | 200 | 1400 | 0 | 0 | 0 | 0 | 0 | 0 | 0 | 0 | 0 | 0 | 1 | 1
327 | 331 | Gramercy House |  | 150 | 1046 | 0 | 0 | 0 | 0 | 0 | 0 | 0 | 0 | 0 | 0 | 1 | 2
328 | 332 | QLIC |  | 150 | 1046 | 0 | 0 | 0 | 0 | 0 | 0 | 0 | 0 | 0 | 0 | 1 | 1
329 | 333 | Onondaga County - Metro Water Board |  | 1362.13 | 0 | 0 | 0 | 0 | 0 | 0 | 0 | 0 | 0 | 0 | 0 | 1 | 1
330 | 334 | Wegmans - 500 South Meadow Street |  | 623 | 0 | 0 | 0 | 0 | 0 | 0 | 0 | 0 | 0 | 0 | 0 | 1 | 1
331 | 336 | Walmart 4597 |  | 343.2 | 0 | 0 | 0 | 0 | 0 | 0 | 0 | 0 | 0 | 0 | 0 | 1 | 1
332 | 337 | New York City School R069 |  | 203.13 | 0 | 0 | 0 | 0 | 0 | 0 | 0 | 0 | 0 | 0 | 0 | 1 | 1
333 | 338 | New York City School K505 |  | 362.3 | 0 | 0 | 0 | 0 | 0 | 0 | 0 | 0 | 0 | 0 | 0 | 1 | 1
338 | 343 | Staten Island Mall |  | 381.92 | 0 | 0 | 0 | 0 | 0 | 0 | 0 | 0 | 0 | 0 | 0 | 1 | 1
339 | 344 | New York City School K455 |  | 505.08 | 0 | 0 | 0 | 0 | 0 | 0 | 0 | 0 | 0 | 0 | 0 | 1 | 1
340 | 345 | New York City School K224 |  | 98.82 | 0 | 0 | 0 | 0 | 0 | 0 | 0 | 0 | 0 | 0 | 0 | 1 | 1
341 | 347 | New York City School K278 |  | 120.78 | 0 | 0 | 0 | 0 | 0 | 0 | 0 | 0 | 0 | 0 | 0 | 1 | 1
342 | 348 | New York City School K302 |  | 137.25 | 0 | 0 | 0 | 0 | 0 | 0 | 0 | 0 | 0 | 0 | 0 | 1 | 1
343 | 349 | New York City School K324 |  | 120.8 | 0 | 0 | 0 | 0 | 0 | 0 | 0 | 0 | 0 | 0 | 0 | 1 | 1
344 | 350 | New York City School K380 |  | 104.31 | 0 | 0 | 0 | 0 | 0 | 0 | 0 | 0 | 0 | 0 | 0 | 1 | 1
345 | 351 | New York City School M070 |  | 159.21 | 0 | 0 | 0 | 0 | 0 | 0 | 0 | 0 | 0 | 0 | 0 | 1 | 1
346 | 352 | New York City School X425 |  | 131.76 | 0 | 0 | 0 | 0 | 0 | 0 | 0 | 0 | 0 | 0 | 0 | 1 | 1
348 | 355 | New York City School Q505 |  | 367.83 | 0 | 0 | 0 | 0 | 0 | 0 | 0 | 0 | 0 | 0 | 0 | 1 | 1
349 | 356 | New York City School R445 |  | 120.78 | 0 | 0 | 0 | 0 | 0 | 0 | 0 | 0 | 0 | 0 | 0 | 1 | 1
350 | 358 | New York City School R455 |  | 532.53 | 0 | 0 | 0 | 0 | 0 | 0 | 0 | 0 | 0 | 0 | 0 | 1 | 1
351 | 359 | New York City School X131 |  | 200.08 | 0 | 0 | 0 | 0 | 0 | 0 | 0 | 0 | 0 | 0 | 0 | 1 | 1
352 | 360 | New York City School X144 |  | 192.15 | 0 | 0 | 0 | 0 | 0 | 0 | 0 | 0 | 0 | 0 | 0 | 1 | 1
353 | 361 | New York City School X192 |  | 137.25 | 0 | 0 | 0 | 0 | 0 | 0 | 0 | 0 | 0 | 0 | 0 | 1 | 1
354 | 362 | Southport LLC |  | 234.93 | 0 | 0 | 0 | 0 | 0 | 0 | 0 | 0 | 0 | 0 | 0 | 1 | 1
355 | 363 | Walmart 4570 |  | 377.52 | 0 | 0 | 0 | 0 | 0 | 0 | 0 | 0 | 0 | 0 | 0 | 1 | 1
356 | 364 | Walmart 4403 |  | 346.32 | 0 | 0 | 0 | 0 | 0 | 0 | 0 | 0 | 0 | 0 | 0 | 1 | 1
357 | 365 | General Motors GM Component Holding, LLC |  | 465.31 | 0 | 0 | 0 | 0 | 0 | 0 | 0 | 0 | 0 | 0 | 0 | 1 | 1
358 | 366 | Stewart's Shops Corporation - Halfmoon |  | 852.15 | 0 | 0 | 0 | 0 | 0 | 0 | 0 | 0 | 0 | 0 | 0 | 1 | 1
359 | 367 | Binghamton City School District |  | 372.1 | 0 | 0 | 0 | 0 | 0 | 0 | 0 | 0 | 0 | 0 | 0 | 1 | 1
360 | 369 | Monroe Cable Company |  | 989.725 | 0 | 0 | 0 | 0 | 0 | 0 | 0 | 0 | 0 | 0 | 0 | 1 | 1
361 | 370 | Avon School District |  | 1510 | 0 | 0 | 0 | 0 | 0 | 0 | 0 | 0 | 0 | 0 | 0 | 1 | 1
362 | 371 | HHCSD - Buchanan Elementary School |  | 184.14 | 0 | 0 | 0 | 0 | 0 | 0 | 0 | 0 | 0 | 0 | 0 | 1 | 1
363 | 372 | HHCSD - Hendrick Hudson High School |  | 106.92 | 0 | 0 | 0 | 0 | 0 | 0 | 0 | 0 | 0 | 0 | 0 | 1 | 1
364 | 373 | Photonics Industries, Inc. |  | 345.96 | 0 | 0 | 0 | 0 | 0 | 0 | 0 | 0 | 0 | 0 | 0 | 1 | 1
365 | 374 | Hotel Belleclaire |  | 100 | 700 | 0 | 0 | 0 | 0 | 0 | 0 | 0 | 0 | 0 | 0 | 1 | 1
367 | 376 | Tannery Road Solar |  | 2800.98 | 0 | 0 | 0 | 0 | 0 | 0 | 0 | 0 | 0 | 0 | 0 | 1 | 1
368 | 377 | Target Monroe |  | 456.96 | 0 | 0 | 0 | 0 | 0 | 0 | 0 | 0 | 0 | 0 | 0 | 1 | 1
369 | 379 | Target Newburgh |  | 412.35 | 0 | 0 | 0 | 0 | 0 | 0 | 0 | 0 | 0 | 0 | 0 | 1 | 1
370 | 557 | SUNY ESF |  | 195 | 1683 | 0 | 0 | 0 | 0 | 0 | 0 | 0 | 0 | 0 | 0 | 1 | 1
371 | 381 | The Beresford |  | 75 | 523 | 0 | 0 | 0 | 0 | 0 | 0 | 0 | 0 | 0 | 0 | 1 | 1
372 | 382 | The St Tropez |  | 200 | 1400 | 0 | 0 | 0 | 0 | 0 | 0 | 0 | 0 | 0 | 0 | 1 | 1
373 | 383 | Oneida West |  | 2593.35 | 0 | 0 | 0 | 0 | 0 | 0 | 0 | 0 | 0 | 0 | 0 | 1 | 1
374 | 384 | Bethlehem East |  | 2445 | 0 | 0 | 0 | 0 | 0 | 0 | 0 | 0 | 0 | 0 | 0 | 1 | 1
375 | 385 | Jacksonville Road Solar |  | 359.1 | 0 | 0 | 0 | 0 | 0 | 0 | 0 | 0 | 0 | 0 | 0 | 1 | 1
376 | 386 | Bethlehem West |  | 1308 | 0 | 0 | 0 | 0 | 0 | 0 | 0 | 0 | 0 | 0 | 0 | 1 | 1
377 | 387 | New York City School R075 |  | 129.68 | 0 | 0 | 0 | 0 | 0 | 0 | 0 | 0 | 0 | 0 | 0 | 1 | 1
378 | 389 | Gore Mountain Solar 2, LLC |  | 2804 | 0 | 0 | 0 | 0 | 0 | 0 | 0 | 0 | 0 | 0 | 0 | 1 | 1
379 | 390 | HGS Solar 1, LLC |  | 2525 | 0 | 0 | 0 | 0 | 0 | 0 | 0 | 0 | 0 | 0 | 0 | 1 | 1
380 | 391 | Aspden Assets, Inc. |  | 394.8 | 0 | 0 | 0 | 0 | 0 | 0 | 0 | 0 | 0 | 0 | 0 | 1 | 1
381 | 392 | New York City School K515 |  | 590.2 | 0 | 0 | 0 | 0 | 0 | 0 | 0 | 0 | 0 | 0 | 0 | 1 | 1
382 | 393 | New York City School Q072 |  | 248.85 | 0 | 0 | 0 | 0 | 0 | 0 | 0 | 0 | 0 | 0 | 0 | 1 | 1
383 | 394 | New York City School Q226 |  | 135.85 | 0 | 0 | 0 | 0 | 0 | 0 | 0 | 0 | 0 | 0 | 0 | 1 | 1
384 | 395 | New York City School Q237 |  | 247 | 0 | 0 | 0 | 0 | 0 | 0 | 0 | 0 | 0 | 0 | 0 | 1 | 1
385 | 396 | New York City School X184 |  | 248.85 | 0 | 0 | 0 | 0 | 0 | 0 | 0 | 0 | 0 | 0 | 0 | 1 | 1
386 | 397 | New York City School Q445 |  | 199.88 | 0 | 0 | 0 | 0 | 0 | 0 | 0 | 0 | 0 | 0 | 0 | 1 | 1
387 | 398 | Adelphi University |  | 1979 | 0 | 0 | 0 | 0 | 0 | 0 | 0 | 0 | 0 | 0 | 0 | 1 | 1
388 | 399 | Target Victor |  | 418.88 | 0 | 0 | 0 | 0 | 0 | 0 | 0 | 0 | 0 | 0 | 0 | 1 | 1
389 | 401 | Brooklyn Navy Yard - Building 293 |  | 992.88 | 0 | 0 | 0 | 0 | 0 | 0 | 0 | 0 | 0 | 0 | 0 | 1 | 1
390 | 402 | Union College |  | 1804 | 0 | 0 | 0 | 0 | 0 | 0 | 0 | 0 | 0 | 0 | 0 | 1 | 1
391 | 403 | The Westmont |  | 75 | 523 | 0 | 0 | 0 | 0 | 0 | 0 | 0 | 0 | 0 | 0 | 1 | 1
392 | 404 | Oakwood Friends School |  | 591.5 | 0 | 0 | 0 | 0 | 0 | 0 | 0 | 0 | 0 | 0 | 0 | 1 | 1
393 | 405 | Parc East Tower |  | 75 | 523 | 0 | 0 | 0 | 0 | 0 | 0 | 0 | 0 | 0 | 0 | 1 | 1
394 | 406 | Walmart 1831 |  | 265.2 | 0 | 0 | 0 | 0 | 0 | 0 | 0 | 0 | 0 | 0 | 0 | 1 | 1
395 | 407 | Lamphear Road - Rome Steel Solar |  | 2801.16 | 0 | 0 | 0 | 0 | 0 | 0 | 0 | 0 | 0 | 0 | 0 | 1 | 1
396 | 408 | ESNY-205 Solar Field |  | 581.4 | 0 | 0 | 0 | 0 | 0 | 0 | 0 | 0 | 0 | 0 | 0 | 1 | 1
397 | 409 | Town of Wallkill Landfill Project |  | 2423.52 | 0 | 0 | 0 | 0 | 0 | 0 | 0 | 0 | 0 | 0 | 0 | 1 | 1
398 | 410 | Great Neck Saw |  | 225.4 | 0 | 0 | 0 | 0 | 0 | 0 | 0 | 0 | 0 | 0 | 0 | 1 | 1
399 | 411 | Hobart William Smith Colleges - State Route 14N |  | 2507.67 | 0 | 0 | 0 | 0 | 0 | 0 | 0 | 0 | 0 | 0 | 0 | 1 | 1
400 | 412 | The Petersfield |  | 75 | 523 | 0 | 0 | 0 | 0 | 0 | 0 | 0 | 0 | 0 | 0 | 1 | 1
401 | 413 | Indian River CSD - Intermediate School |  | 665.28 | 0 | 0 | 0 | 0 | 0 | 0 | 0 | 0 | 0 | 0 | 0 | 1 | 1
402 | 414 | Target Fayetteville |  | 456.96 | 0 | 0 | 0 | 0 | 0 | 0 | 0 | 0 | 0 | 0 | 0 | 1 | 1
403 | 415 | Target Elmira |  | 495.04 | 0 | 0 | 0 | 0 | 0 | 0 | 0 | 0 | 0 | 0 | 0 | 1 | 1
404 | 416 | Target Webster |  | 380.8 | 0 | 0 | 0 | 0 | 0 | 0 | 0 | 0 | 0 | 0 | 0 | 1 | 1
405 | 417 | New Hope View Farm |  | 370 | 0 | 0 | 0 | 0 | 0 | 0 | 0 | 0 | 0 | 0 | 0 | 1 | 1
407 | 420 | SunStream Hudson |  | 2695.68 | 0 | 0 | 0 | 0 | 0 | 0 | 0 | 0 | 0 | 0 | 0 | 1 | 1
408 | 421 | Cornell University Ruminant Center |  | 2827.2 | 0 | 0 | 0 | 0 | 0 | 0 | 0 | 0 | 0 | 0 | 0 | 1 | 1
409 | 422 | Marcus Garvey Apartments | Microgrid | 479.709 | 0 | 300 | 1200 | 0 | 0 | 0 | 0 | 0 | 0 | 0 | 0 | 3 | 3
410 | 423 | Clifton Park Solar |  | 996.48 | 0 | 0 | 0 | 0 | 0 | 0 | 0 | 0 | 0 | 0 | 0 | 1 | 1
411 | 424 | Avalon Fort Greene |  | 200 | 1286.4 | 0 | 0 | 0 | 0 | 0 | 0 | 0 | 0 | 0 | 0 | 1 | 1
412 | 425 | Village Mall at Hillcrest Condominiums |  | 100 | 642 | 0 | 0 | 0 | 0 | 0 | 0 | 0 | 0 | 0 | 0 | 1 | 1
413 | 426 | Canandaigua #1 |  | 2489.13 | 0 | 0 | 0 | 0 | 0 | 0 | 0 | 0 | 0 | 0 | 0 | 1 | 1
414 | 427 | Pep Boys Chester |  | 2000 | 0 | 0 | 0 | 0 | 0 | 0 | 0 | 0 | 0 | 0 | 0 | 1 | 1
415 | 385 | Jacksonville Road Solar |  | 498.96 | 0 | 0 | 0 | 0 | 0 | 0 | 0 | 0 | 0 | 0 | 0 | 1 | 1
416 | 430 | Krinos Foods |  | 566 | 0 | 0 | 0 | 0 | 0 | 0 | 0 | 0 | 0 | 0 | 0 | 1 | 1
417 | 431 | Ithaca College |  | 2903.04 | 0 | 0 | 0 | 0 | 0 | 0 | 0 | 0 | 0 | 0 | 0 | 1 | 1
418 | 469 | Spellman High Voltage |  | 471.58 | 0 | 0 | 0 | 0 | 0 | 0 | 0 | 0 | 0 | 0 | 0 | 1 | 1
419 | 468 | Ronald McDonald House |  | 250 | 0 | 0 | 0 | 0 | 0 | 0 | 0 | 0 | 0 | 0 | 0 | 1 | 1
420 | 470 | Gloversville Johnstown WWTP |  | 1075 | 0 | 0 | 0 | 0 | 0 | 0 | 0 | 0 | 0 | 0 | 0 | 1 | 2
422 | 472 | Cornell University Agricultural Experiment Station (CUAES) |  | 2827.2 | 0 | 0 | 0 | 0 | 0 | 0 | 0 | 0 | 0 | 0 | 0 | 1 | 1
423 | 473 | PatterSun Solar 1.3 |  | 1368.9 | 0 | 0 | 0 | 0 | 0 | 0 | 0 | 0 | 0 | 0 | 0 | 1 | 1
424 | 474 | City of Ogdensburg |  | 1131 | 0 | 0 | 0 | 0 | 0 | 0 | 0 | 0 | 0 | 0 | 0 | 1 | 1
425 | 475 | Roosevelt Terrace |  | 100 | 700 | 0 | 0 | 0 | 0 | 0 | 0 | 0 | 0 | 0 | 0 | 1 | 1
426 | 476 | Regional Food Bank of NE NY - Cornwall On Hudson |  | 261.27 | 0 | 0 | 0 | 0 | 0 | 0 | 0 | 0 | 0 | 0 | 0 | 1 | 1
427 | 477 | Scarborough Manor |  | 456.63 | 0 | 0 | 0 | 0 | 0 | 0 | 0 | 0 | 0 | 0 | 0 | 1 | 1
428 | 478 | Canandaigua #2 |  | 1627.92 | 0 | 0 | 0 | 0 | 0 | 0 | 0 | 0 | 0 | 0 | 0 | 1 | 1
429 | 482 | The Times Square |  | 200 | 1394 | 0 | 0 | 0 | 0 | 0 | 0 | 0 | 0 | 0 | 0 | 1 | 1
430 | 484 | 400 Central Park West |  | 100 | 643 | 0 | 0 | 0 | 0 | 0 | 0 | 0 | 0 | 0 | 0 | 1 | 1
431 | 483 | The Eldorado |  | 150 | 1046 | 0 | 0 | 0 | 0 | 0 | 0 | 0 | 0 | 0 | 0 | 2 | 2
432 | 467 | Van Blarcom Closures |  | 1200 | 8784 | 0 | 0 | 0 | 0 | 0 | 0 | 0 | 0 | 0 | 0 | 1 | 1
433 | 486 | Regional Food Bank of NE NY - Latham |  | 589.12 | 0 | 0 | 0 | 0 | 0 | 0 | 0 | 0 | 0 | 0 | 0 | 1 | 1
434 | 487 | Patrick E Gorman Housing |  | 200 | 1284 | 0 | 0 | 0 | 0 | 0 | 0 | 0 | 0 | 0 | 0 | 1 | 1
435 | 489 | Gateway Center |  | 378 | 0 | 0 | 0 | 0 | 0 | 0 | 0 | 0 | 0 | 0 | 0 | 1 | 1
436 | 489 | Gateway Center |  | 378 | 0 | 0 | 0 | 0 | 0 | 0 | 0 | 0 | 0 | 0 | 0 | 1 | 1
437 | 490 | Plaza Residences - 23-25 |  | 105 | 606 | 0 | 0 | 0 | 0 | 0 | 0 | 0 | 0 | 0 | 0 | 1 | 1
438 | 491 | RenovusRock |  | 656.64 | 0 | 0 | 0 | 0 | 0 | 0 | 0 | 0 | 0 | 0 | 0 | 1 | 1
439 | 492 | Plaza Residences - 250-252 |  | 70 | 404 | 0 | 0 | 0 | 0 | 0 | 0 | 0 | 0 | 0 | 0 | 1 | 1
440 | 493 | Jetro College Point |  | 718.092 | 0 | 0 | 0 | 0 | 0 | 0 | 0 | 0 | 0 | 0 | 0 | 1 | 1
441 | 494 | Remeeder House - Alabama |  | 35 | 202 | 0 | 0 | 0 | 0 | 0 | 0 | 0 | 0 | 0 | 0 | 1 | 1
442 | 495 | Remeeder House - Blake |  | 35 | 202 | 0 | 0 | 0 | 0 | 0 | 0 | 0 | 0 | 0 | 0 | 1 | 1
443 | 496 | Remeeder House - Sheffield |  | 35 | 202 | 0 | 0 | 0 | 0 | 0 | 0 | 0 | 0 | 0 | 0 | 1 | 1
444 | 497 | Remeeder House - Sutter |  | 35 | 202 | 0 | 0 | 0 | 0 | 0 | 0 | 0 | 0 | 0 | 0 | 1 | 1
446 | 499 | 4C Foods Corp |  | 400 | 2062 | 0 | 0 | 0 | 0 | 0 | 0 | 0 | 0 | 0 | 0 | 1 | 2
447 | 500 | Orange County DPW |  | 2131.56 | 0 | 0 | 0 | 0 | 0 | 0 | 0 | 0 | 0 | 0 | 0 | 1 | 1
448 | 501 | Somers Middle School |  | 120.9 | 0 | 0 | 0 | 0 | 0 | 0 | 0 | 0 | 0 | 0 | 0 | 1 | 1
449 | 502 | Steel Sun 1 & 2 |  | 5034.5 | 0 | 0 | 0 | 0 | 0 | 0 | 0 | 0 | 0 | 0 | 0 | 1 | 1
450 | 503 | Sullivan County Adult Care |  | 2482.52 | 0 | 0 | 0 | 0 | 0 | 0 | 0 | 0 | 0 | 0 | 0 | 1 | 1
451 | 505 | Grace Towers |  | 70 | 404 | 0 | 0 | 0 | 0 | 0 | 0 | 0 | 0 | 0 | 0 | 1 | 1
452 | 506 | Park Lane North |  | 105 | 606 | 0 | 0 | 0 | 0 | 0 | 0 | 0 | 0 | 0 | 0 | 1 | 1
453 | 507 | Oneida South |  | 2600 | 0 | 0 | 0 | 0 | 0 | 0 | 0 | 0 | 0 | 0 | 0 | 1 | 1
454 | 509 | Onondaga County - Clearwater WWTP |  | 2433.9 | 0 | 0 | 0 | 0 | 0 | 0 | 0 | 0 | 0 | 0 | 0 | 1 | 1
455 | 580 | Cooper Union - Foundation Building |  | 150 | 826 | 0 | 0 | 0 | 0 | 0 | 0 | 0 | 0 | 0 | 0 | 1 | 1
456 | 510 | Town of Halfmoon |  | 1298.08 | 0 | 0 | 0 | 0 | 0 | 0 | 0 | 0 | 0 | 0 | 0 | 1 | 1
457 | 511 | DO & CO New York Catering, Inc |  | 210 | 1212 | 0 | 0 | 0 | 0 | 0 | 0 | 0 | 0 | 0 | 0 | 1 | 1
458 | 485 | Clancy Moving Systems |  | 521.52 | 0 | 0 | 0 | 0 | 0 | 0 | 0 | 0 | 0 | 0 | 0 | 1 | 1
459 | 512 | Otsego County Gravel Pit |  | 1115.49 | 0 | 0 | 0 | 0 | 0 | 0 | 0 | 0 | 0 | 0 | 0 | 1 | 1
460 | 513 | Oneida Herkimer Solid Waste Authority |  | 1092 | 0 | 0 | 0 | 0 | 0 | 0 | 0 | 0 | 0 | 0 | 0 | 1 | 1
461 | 514 | Cardinal Spellman High School |  | 233.8 | 0 | 0 | 0 | 0 | 0 | 0 | 0 | 0 | 0 | 0 | 0 | 1 | 1
462 | 517 | Letchworth CSD |  | 1609.97 | 0 | 0 | 0 | 0 | 0 | 0 | 0 | 0 | 0 | 0 | 0 | 1 | 1
463 | 518 | Target Latham |  | 449.82 | 0 | 0 | 0 | 0 | 0 | 0 | 0 | 0 | 0 | 0 | 0 | 1 | 1
464 | 279 | Harbec Plastics |  | 0 | 0 | 0 | 0 | 0 | 0 | 0 | 0 | 0 | 0 | 0 | 0 | 0 | 0
465 | 346 | Sea Rise 1 |  | 0 | 0 | 0 | 0 | 0 | 0 | 0 | 0 | 0 | 0 | 0 | 0 | 0 | 0
466 | 499 | 4C Foods Corp |  | 0 | 0 | 0 | 0 | 0 | 0 | 0 | 0 | 0 | 0 | 0 | 0 | 0 | 0
467 | 526 | Greenpark Care Center |  | 0 | 0 | 0 | 0 | 0 | 0 | 0 | 0 | 0 | 0 | 0 | 0 | 0 | 0
468 | 528 | Pepsi Co. |  | 0 | 0 | 0 | 0 | 0 | 0 | 0 | 0 | 0 | 0 | 0 | 0 | 0 | 0
469 | 533 | Hilton - New York |  | 1750 | 9320.003 | 0 | 0 | 0 | 0 | 0 | 0 | 0 | 0 | 0 | 0 | 1 | 1
470 | 529 | Macy's East |  | 0 | 0 | 0 | 0 | 0 | 0 | 0 | 0 | 0 | 0 | 0 | 0 | 0 | 0
471 | 531 | Schwab House |  | 0 | 0 | 0 | 0 | 0 | 0 | 0 | 0 | 0 | 0 | 0 | 0 | 0 | 0
472 | 530 | Long Island Jewish Medical Center |  | 0 | 0 | 0 | 0 | 0 | 0 | 0 | 0 | 0 | 0 | 0 | 0 | 0 | 0
473 | 64 | Burrstone Energy Center |  | 0 | 0 | 0 | 0 | 0 | 0 | 0 | 0 | 0 | 0 | 0 | 0 | 0 | 0
474 | 64 | Burrstone Energy Center |  | 0 | 0 | 0 | 0 | 0 | 0 | 0 | 0 | 0 | 0 | 0 | 0 | 0 | 0
475 | 64 | Burrstone Energy Center |  | 0 | 0 | 0 | 0 | 0 | 0 | 0 | 0 | 0 | 0 | 0 | 0 | 0 | 0
476 | 35 | Sea Park East |  | 0 | 0 | 0 | 0 | 0 | 0 | 0 | 0 | 0 | 0 | 0 | 0 | 0 | 0
477 | 527 | Twin Birch |  | 0 | 0 | 0 | 0 | 0 | 0 | 0 | 0 | 0 | 0 | 0 | 0 | 0 | 0
478 | 532 | NY Presbyterian Hospital |  | 0 | 0 | 0 | 0 | 0 | 0 | 0 | 0 | 0 | 0 | 0 | 0 | 0 | 0
479 | 470 | Gloversville Johnstown WWTP |  | 0 | 0 | 0 | 0 | 0 | 0 | 0 | 0 | 0 | 0 | 0 | 0 | 0 | 0
480 | 534 | 1211 Avenue of the Americas |  | 0 | 0 | 0 | 0 | 0 | 0 | 0 | 0 | 0 | 0 | 0 | 0 | 0 | 0
481 | 111 | Big Geyser, Inc. |  | 0 | 0 | 0 | 0 | 0 | 0 | 0 | 0 | 0 | 0 | 0 | 0 | 0 | 0
482 | 280 | Cooper Union - 41 Cooper Square |  | 0 | 0 | 0 | 0 | 0 | 0 | 0 | 0 | 0 | 0 | 0 | 0 | 0 | 0
483 | 264 | Rochester Institute of Technology (RIT) | Rochester Institute of Technology (RIT) | 0 | 0 | 0 | 0 | 0 | 0 | 0 | 0 | 0 | 0 | 0 | 0 | 0 | 0
484 | 131 | Jetro Cash and Carry |  | 0 | 0 | 0 | 0 | 0 | 0 | 0 | 0 | 0 | 0 | 0 | 0 | 0 | 0
485 | 197 | Fed Ex Ground |  | 0 | 0 | 0 | 0 | 0 | 0 | 0 | 0 | 0 | 0 | 0 | 0 | 0 | 0
487 | 223 | Diamond Saw Mill |  | 0 | 0 | 0 | 0 | 0 | 0 | 0 | 0 | 0 | 0 | 0 | 0 | 0 | 0
488 | 223 | Diamond Saw Mill |  | 0 | 0 | 0 | 0 | 0 | 0 | 0 | 0 | 0 | 0 | 0 | 0 | 0 | 0
489 | 223 | Diamond Saw Mill |  | 0 | 0 | 0 | 0 | 0 | 0 | 0 | 0 | 0 | 0 | 0 | 0 | 0 | 0
490 | 250 | The Bay Club: Tower 1 |  | 0 | 0 | 0 | 0 | 0 | 0 | 0 | 0 | 0 | 0 | 0 | 0 | 0 | 0
491 | 257 | Mt. Kisco |  | 0 | 0 | 0 | 0 | 0 | 0 | 0 | 0 | 0 | 0 | 0 | 0 | 0 | 0
492 | 257 | Mt. Kisco |  | 0 | 0 | 0 | 0 | 0 | 0 | 0 | 0 | 0 | 0 | 0 | 0 | 0 | 0
493 | 257 | Mt. Kisco |  | 0 | 0 | 0 | 0 | 0 | 0 | 0 | 0 | 0 | 0 | 0 | 0 | 0 | 0
494 | 257 | Mt. Kisco |  | 0 | 0 | 0 | 0 | 0 | 0 | 0 | 0 | 0 | 0 | 0 | 0 | 0 | 0
495 | 257 | Mt. Kisco |  | 0 | 0 | 0 | 0 | 0 | 0 | 0 | 0 | 0 | 0 | 0 | 0 | 0 | 0
496 | 343 | Staten Island Mall |  | 0 | 0 | 0 | 0 | 0 | 0 | 0 | 0 | 0 | 0 | 0 | 0 | 0 | 0
497 | 343 | Staten Island Mall |  | 0 | 0 | 0 | 0 | 0 | 0 | 0 | 0 | 0 | 0 | 0 | 0 | 0 | 0
498 | 343 | Staten Island Mall |  | 0 | 0 | 0 | 0 | 0 | 0 | 0 | 0 | 0 | 0 | 0 | 0 | 0 | 0
499 | 535 | New York City School Q204 |  | 0 | 0 | 0 | 0 | 0 | 0 | 0 | 0 | 0 | 0 | 0 | 0 | 0 | 0
500 | 420 | SunStream Hudson |  | 0 | 0 | 0 | 0 | 0 | 0 | 0 | 0 | 0 | 0 | 0 | 0 | 0 | 0
501 | 472 | Cornell University Agricultural Experiment Station (CUAES) |  | 0 | 0 | 0 | 0 | 0 | 0 | 0 | 0 | 0 | 0 | 0 | 0 | 0 | 0
502 | 519 | Orange Solar One |  | 0 | 0 | 0 | 0 | 0 | 0 | 0 | 0 | 0 | 0 | 0 | 0 | 0 | 0
503 | 520 | EsopuSol |  | 0 | 0 | 0 | 0 | 0 | 0 | 0 | 0 | 0 | 0 | 0 | 0 | 0 | 0
504 | 521 | Dimension Fabricators |  | 0 | 0 | 0 | 0 | 0 | 0 | 0 | 0 | 0 | 0 | 0 | 0 | 0 | 0
505 | 508 | Mount Vernon High School |  | 0 | 0 | 0 | 0 | 0 | 0 | 0 | 0 | 0 | 0 | 0 | 0 | 0 | 0
506 | 522 | Poughkeepsie Day School |  | 0 | 0 | 0 | 0 | 0 | 0 | 0 | 0 | 0 | 0 | 0 | 0 | 0 | 0
507 | 523 | Mastercard International Incorporated |  | 0 | 0 | 0 | 0 | 0 | 0 | 0 | 0 | 0 | 0 | 0 | 0 | 0 | 0
508 | 524 | Target Richmond Avenue |  | 0 | 0 | 0 | 0 | 0 | 0 | 0 | 0 | 0 | 0 | 0 | 0 | 0 | 0
509 | 525 | Target Veterans Road |  | 0 | 0 | 0 | 0 | 0 | 0 | 0 | 0 | 0 | 0 | 0 | 0 | 0 | 0
511 | 579 | Sea Rise 2 |  | 120 | 980 | 0 | 0 | 0 | 0 | 0 | 0 | 0 | 0 | 0 | 0 | 1 | 1
512 | 499 | 4C Foods Corp |  | 450 | 0 | 0 | 0 | 0 | 0 | 0 | 0 | 0 | 0 | 0 | 0 | 1 | 1
513 | 526 | Greenpark Care Center |  | 150 | 0 | 0 | 0 | 0 | 0 | 0 | 0 | 0 | 0 | 0 | 0 | 1 | 1
514 | 527 | Twin Birch |  | 120 | 0 | 0 | 0 | 0 | 0 | 0 | 0 | 0 | 0 | 0 | 0 | 1 | 1
515 | 528 | Pepsi Co. |  | 1460 | 0 | 0 | 0 | 0 | 0 | 0 | 0 | 0 | 0 | 0 | 0 | 1 | 1
516 | 529 | Macy's East |  | 1050 | 0 | 0 | 0 | 0 | 0 | 0 | 0 | 0 | 0 | 0 | 0 | 1 | 1
517 | 530 | Long Island Jewish Medical Center |  | 3000 | 0 | 0 | 0 | 0 | 0 | 0 | 0 | 0 | 0 | 0 | 0 | 1 | 1
518 | 279 | Harbec Plastics |  | 1000 | 0 | 0 | 0 | 0 | 0 | 0 | 0 | 0 | 0 | 0 | 0 | 1 | 2
519 | 531 | Schwab House |  | 300 | 0 | 0 | 0 | 0 | 0 | 0 | 0 | 0 | 0 | 0 | 0 | 1 | 1
520 | 532 | NY Presbyterian Hospital |  | 7500 | 0 | 0 | 0 | 0 | 0 | 0 | 0 | 0 | 0 | 0 | 0 | 1 | 1
521 | 533 | Hilton - New York |  | 200 | 0 | 0 | 0 | 0 | 0 | 0 | 0 | 0 | 0 | 0 | 0 | 1 | 1
522 | 584 | Utica College |  | 1100 | 0 | 0 | 0 | 0 | 0 | 0 | 0 | 0 | 0 | 0 | 0 | 1 | 1
523 | 585 | St. Lukes Hospital |  | 2200 | 0 | 0 | 0 | 0 | 0 | 0 | 0 | 0 | 0 | 0 | 0 | 1 | 1
524 | 588 | St. Lukes Home |  | 330 | 0 | 0 | 0 | 0 | 0 | 0 | 0 | 0 | 0 | 0 | 0 | 1 | 1
525 | 578 | Sea Park West |  | 150 | 0 | 0 | 0 | 0 | 0 | 0 | 0 | 0 | 0 | 0 | 0 | 1 | 1
526 | 470 | Gloversville Johnstown WWTP |  | 700 | 0 | 0 | 0 | 0 | 0 | 0 | 0 | 0 | 0 | 0 | 0 | 1 | 1
527 | 534 | 1211 Avenue of the Americas |  | 400 | 0 | 0 | 0 | 0 | 0 | 0 | 0 | 0 | 0 | 0 | 0 | 1 | 1
528 | 111 | Big Geyser, Inc. |  | 201.19 | 0 | 0 | 0 | 0 | 0 | 0 | 0 | 0 | 0 | 0 | 0 | 1 | 1
529 | 280 | Cooper Union - 41 Cooper Square |  | 250 | 0 | 0 | 0 | 0 | 0 | 0 | 0 | 0 | 0 | 0 | 0 | 1 | 1
530 | 264 | Rochester Institute of Technology (RIT) | Rochester Institute of Technology (RIT) | 400 | 0 | 0 | 0 | 0 | 0 | 0 | 0 | 0 | 0 | 0 | 0 | 1 | 1
531 | 131 | Jetro Cash and Carry |  | 902.52 | 0 | 0 | 0 | 0 | 0 | 0 | 0 | 0 | 0 | 0 | 0 | 1 | 1
532 | 197 | Fed Ex Ground |  | 347.875 | 0 | 0 | 0 | 0 | 0 | 0 | 0 | 0 | 0 | 0 | 0 | 1 | 1
533 | 214 | Terrace Gardens 1 |  | 100 | 700 | 0 | 0 | 0 | 0 | 0 | 0 | 0 | 0 | 0 | 0 | 1 | 1
534 | 223 | Diamond Saw Mill |  | 67.83 | 0 | 0 | 0 | 0 | 0 | 0 | 0 | 0 | 0 | 0 | 0 | 1 | 1
535 | 223 | Diamond Saw Mill |  | 132.09 | 0 | 0 | 0 | 0 | 0 | 0 | 0 | 0 | 0 | 0 | 0 | 1 | 1
536 | 223 | Diamond Saw Mill |  | 60.69 | 0 | 0 | 0 | 0 | 0 | 0 | 0 | 0 | 0 | 0 | 0 | 1 | 1
537 | 250 | The Bay Club: Tower 1 |  | 75 | 523 | 0 | 0 | 0 | 0 | 0 | 0 | 0 | 0 | 0 | 0 | 1 | 1
538 | 257 | Mt. Kisco |  | 85.68 | 0 | 0 | 0 | 0 | 0 | 0 | 0 | 0 | 0 | 0 | 0 | 1 | 1
539 | 257 | Mt. Kisco |  | 953.19 | 0 | 0 | 0 | 0 | 0 | 0 | 0 | 0 | 0 | 0 | 0 | 1 | 1
540 | 257 | Mt. Kisco |  | 628.32 | 0 | 0 | 0 | 0 | 0 | 0 | 0 | 0 | 0 | 0 | 0 | 1 | 1
541 | 257 | Mt. Kisco |  | 128.52 | 0 | 0 | 0 | 0 | 0 | 0 | 0 | 0 | 0 | 0 | 0 | 1 | 1
542 | 257 | Mt. Kisco |  | 53.55 | 0 | 0 | 0 | 0 | 0 | 0 | 0 | 0 | 0 | 0 | 0 | 1 | 1
543 | 343 | Staten Island Mall |  | 238.7 | 0 | 0 | 0 | 0 | 0 | 0 | 0 | 0 | 0 | 0 | 0 | 1 | 1
544 | 343 | Staten Island Mall |  | 184.14 | 0 | 0 | 0 | 0 | 0 | 0 | 0 | 0 | 0 | 0 | 0 | 1 | 1
545 | 343 | Staten Island Mall |  | 286.44 | 0 | 0 | 0 | 0 | 0 | 0 | 0 | 0 | 0 | 0 | 0 | 1 | 1
546 | 535 | New York City School Q204 |  | 159.21 | 0 | 0 | 0 | 0 | 0 | 0 | 0 | 0 | 0 | 0 | 0 | 1 | 1
547 | 420 | SunStream Hudson |  | 2695.68 | 0 | 0 | 0 | 0 | 0 | 0 | 0 | 0 | 0 | 0 | 0 | 1 | 1
548 | 472 | Cornell University Agricultural Experiment Station (CUAES) |  | 2827.2 | 0 | 0 | 0 | 0 | 0 | 0 | 0 | 0 | 0 | 0 | 0 | 1 | 1
549 | 508 | Mount Vernon High School |  | 150 | 784 | 0 | 0 | 0 | 0 | 0 | 0 | 0 | 0 | 0 | 0 | 1 | 1
550 | 519 | Orange Solar One |  | 217.8 | 0 | 0 | 0 | 0 | 0 | 0 | 0 | 0 | 0 | 0 | 0 | 1 | 1
551 | 520 | EsopuSol |  | 860 | 0 | 0 | 0 | 0 | 0 | 0 | 0 | 0 | 0 | 0 | 0 | 1 | 1
552 | 521 | Dimension Fabricators |  | 945.63 | 0 | 0 | 0 | 0 | 0 | 0 | 0 | 0 | 0 | 0 | 0 | 1 | 1
553 | 522 | Poughkeepsie Day School |  | 473.85 | 0 | 0 | 0 | 0 | 0 | 0 | 0 | 0 | 0 | 0 | 0 | 1 | 1
554 | 523 | Mastercard International Incorporated |  | 418 | 0 | 0 | 0 | 0 | 0 | 0 | 0 | 0 | 0 | 0 | 0 | 1 | 1
555 | 524 | Target Richmond Avenue |  | 690.1 | 0 | 0 | 0 | 0 | 0 | 0 | 0 | 0 | 0 | 0 | 0 | 1 | 1
556 | 525 | Target Veterans Road |  | 686.08 | 0 | 0 | 0 | 0 | 0 | 0 | 0 | 0 | 0 | 0 | 0 | 1 | 1
557 | 445 | Patterson Farms |  | 225 | 0 | 0 | 0 | 0 | 0 | 0 | 0 | 0 | 0 | 0 | 0 | 1 | 1
558 | 527 | Twin Birch |  | 180 | 0 | 0 | 0 | 0 | 0 | 0 | 0 | 0 | 0 | 0 | 0 | 1 | 1
559 | 527 | Twin Birch |  | 225 | 0 | 0 | 0 | 0 | 0 | 0 | 0 | 0 | 0 | 0 | 0 | 1 | 1
560 | 328 | Citylights at Queens Landing |  | 75 | 523 | 0 | 0 | 0 | 0 | 0 | 0 | 0 | 0 | 0 | 0 | 1 | 1
561 | 470 | Gloversville Johnstown WWTP |  | 415 | 0 | 0 | 0 | 0 | 0 | 0 | 0 | 0 | 0 | 0 | 0 | 1 | 1
562 | 366 | Stewart's Shops Corporation - Halfmoon |  | 1000.35 | 0 | 0 | 0 | 0 | 0 | 0 | 0 | 0 | 0 | 0 | 0 | 1 | 1
569 | 567 | Matlink Farm |  | 145 | 0 | 0 | 0 | 0 | 0 | 0 | 0 | 0 | 0 | 0 | 0 | 1 | 1
570 | 587 | Hamilton Fulton Montgomery BOCES |  | 724.68 | 0 | 0 | 0 | 0 | 0 | 0 | 0 | 0 | 0 | 0 | 0 | 1 | 1
571 | 589 | Madison County |  | 2441.88 | 0 | 0 | 0 | 0 | 0 | 0 | 0 | 0 | 0 | 0 | 0 | 1 | 1
572 | 590 | Swiss Re Management Corporation |  | 2702 | 0 | 0 | 0 | 0 | 0 | 0 | 0 | 0 | 0 | 0 | 0 | 1 | 1
573 | 591 | Mohawk Valley Solar |  | 2993.8 | 0 | 0 | 0 | 0 | 0 | 0 | 0 | 0 | 0 | 0 | 0 | 1 | 1
574 | 592 | ACM Medical Laboratory |  | 486.88 | 0 | 0 | 0 | 0 | 0 | 0 | 0 | 0 | 0 | 0 | 0 | 1 | 1
575 | 593 | Seneca Nation of Indians |  | 1906.08 | 0 | 0 | 0 | 0 | 0 | 0 | 0 | 0 | 0 | 0 | 0 | 1 | 1
576 | 594 | Southport LLC 2 |  | 499.79 | 0 | 0 | 0 | 0 | 0 | 0 | 0 | 0 | 0 | 0 | 0 | 1 | 1
577 | 595 | General Electric |  | 2257.2 | 0 | 0 | 0 | 0 | 0 | 0 | 0 | 0 | 0 | 0 | 0 | 1 | 1
578 | 596 | Stop&Shop Peekskill |  | 210 | 0 | 0 | 0 | 0 | 0 | 0 | 0 | 0 | 0 | 0 | 0 | 1 | 1
579 | 599 | Elbee Gardens Apartments |  | 100 | 700 | 0 | 0 | 0 | 0 | 0 | 0 | 0 | 0 | 0 | 0 | 1 | 1
580 | 502 | Steel Sun 1 & 2 |  | 2035.5 | 0 | 0 | 0 | 0 | 0 | 0 | 0 | 0 | 0 | 0 | 0 | 1 | 1
581 | 598 | Town of Holland |  | 307.53 | 0 | 0 | 0 | 0 | 0 | 0 | 0 | 0 | 0 | 0 | 0 | 1 | 1
582 | 600 | Davidson Chevrolet - Gillette Road |  | 660.96 | 0 | 0 | 0 | 0 | 0 | 0 | 0 | 0 | 0 | 0 | 0 | 1 | 1
583 | 602 | Saratoga Springs - Weibel Avenue |  | 2597.4 | 0 | 0 | 0 | 0 | 0 | 0 | 0 | 0 | 0 | 0 | 0 | 1 | 1
584 | 603 | Adirondack Farms |  | 625 | 0 | 0 | 0 | 0 | 0 | 0 | 0 | 0 | 0 | 0 | 0 | 1 | 1
585 | 606 | Morrisania Apartments |  | 100 | 700 | 0 | 0 | 0 | 0 | 0 | 0 | 0 | 0 | 0 | 0 | 1 | 1
586 | 604 | Hobart William Smith Colleges - Gates Road |  | 2550.06 | 0 | 0 | 0 | 0 | 0 | 0 | 0 | 0 | 0 | 0 | 0 | 1 | 1
587 | 605 | John Murray House |  | 75 | 520 | 0 | 0 | 0 | 0 | 0 | 0 | 0 | 0 | 0 | 0 | 1 | 1
588 | 607 | Home Depot Cropsey #1256 |  | 210 | 0 | 0 | 0 | 0 | 0 | 0 | 0 | 0 | 0 | 0 | 0 | 1 | 1
589 | 608 | Home Depot #1251 |  | 210 | 0 | 0 | 0 | 0 | 0 | 0 | 0 | 0 | 0 | 0 | 0 | 1 | 1
590 | 609 | Home Depot Starrett City #6152 |  | 210 | 0 | 0 | 0 | 0 | 0 | 0 | 0 | 0 | 0 | 0 | 0 | 1 | 1
591 | 610 | Home Depot Staten Island #1281 |  | 210 | 0 | 0 | 0 | 0 | 0 | 0 | 0 | 0 | 0 | 0 | 0 | 1 | 1
592 | 611 | Home Depot Staten Island #1249 |  | 210 | 0 | 0 | 0 | 0 | 0 | 0 | 0 | 0 | 0 | 0 | 0 | 1 | 1
593 | 612 | Home Depot #1215 |  | 210 | 0 | 0 | 0 | 0 | 0 | 0 | 0 | 0 | 0 | 0 | 0 | 1 | 1
595 | 614 | GE Healthcare Troy |  | 954.72 | 0 | 0 | 0 | 0 | 0 | 0 | 0 | 0 | 0 | 0 | 0 | 1 | 1
596 | 615 | JMDH Real Estate of Maspeth Warehouse, LLC |  | 784.53 | 0 | 0 | 0 | 0 | 0 | 0 | 0 | 0 | 0 | 0 | 0 | 1 | 1
597 | 616 | Jetro Port Chester |  | 1104.92 | 0 | 0 | 0 | 0 | 0 | 0 | 0 | 0 | 0 | 0 | 0 | 1 | 1
598 | 617 | City of Oneida Solar |  | 2026.08 | 0 | 0 | 0 | 0 | 0 | 0 | 0 | 0 | 0 | 0 | 0 | 1 | 1
599 | 618 | Manhattan Beer Distributor - Suffern |  | 345.15 | 0 | 0 | 0 | 0 | 0 | 0 | 0 | 0 | 0 | 0 | 0 | 1 | 1
600 | 583 | Christian Cultural Center |  | 259.64 | 0 | 0 | 0 | 0 | 0 | 0 | 0 | 0 | 0 | 0 | 0 | 1 | 1
601 | 586 | Town of Ontario WWTP |  | 2833.4 | 0 | 0 | 0 | 0 | 0 | 0 | 0 | 0 | 0 | 0 | 0 | 1 | 1
602 | 601 | Green Hills Home For Adults |  | 35 | 204 | 0 | 0 | 0 | 0 | 0 | 0 | 0 | 0 | 0 | 0 | 1 | 1
603 | 619 | Diamond 333 Phase 2 |  | 441 | 0 | 0 | 0 | 0 | 0 | 0 | 0 | 0 | 0 | 0 | 0 | 1 | 1
604 | 620 | Solean East 1 (North) |  | 2708.55 | 0 | 0 | 0 | 0 | 0 | 0 | 0 | 0 | 0 | 0 | 0 | 1 | 1
605 | 621 | Solean East 2 (South) |  | 2708.55 | 0 | 0 | 0 | 0 | 0 | 0 | 0 | 0 | 0 | 0 | 0 | 1 | 1
606 | 622 | Olean General Hospital |  | 1995.84 | 0 | 0 | 0 | 0 | 0 | 0 | 0 | 0 | 0 | 0 | 0 | 1 | 1
607 | 623 | Young Shing Trading |  | 538.68 | 0 | 0 | 0 | 0 | 0 | 0 | 0 | 0 | 0 | 0 | 0 | 1 | 1
608 | 624 | Big Flats Innovation Center |  | 1000 | 11400 | 0 | 0 | 0 | 0 | 0 | 0 | 0 | 0 | 0 | 0 | 1 | 1
609 | 625 | Findlay Plaza |  | 200 | 0 | 0 | 0 | 0 | 0 | 0 | 0 | 0 | 0 | 0 | 0 | 1 | 1
610 | 626 | Camden Solar Farm |  | 2446.74 | 0 | 0 | 0 | 0 | 0 | 0 | 0 | 0 | 0 | 0 | 0 | 1 | 1
611 | 627 | South Hill Business Campus |  | 500 | 0 | 0 | 0 | 0 | 0 | 0 | 0 | 0 | 0 | 0 | 0 | 1 | 1
612 | 628 | Bay Park 1 |  | 320 | 1656 | 0 | 0 | 0 | 0 | 0 | 0 | 0 | 0 | 0 | 0 | 1 | 1
613 | 629 | Bay Park 2 |  | 320 | 1656 | 0 | 0 | 0 | 0 | 0 | 0 | 0 | 0 | 0 | 0 | 1 | 1
614 | 630 | Baer Road |  | 2754.05 | 0 | 0 | 0 | 0 | 0 | 0 | 0 | 0 | 0 | 0 | 0 | 1 | 1
615 | 631 | Lake Breeze Fruit Farm |  | 1080 | 0 | 0 | 0 | 0 | 0 | 0 | 0 | 0 | 0 | 0 | 0 | 1 | 1
616 | 632 | Candor Central School District |  | 1077.12 | 0 | 0 | 0 | 0 | 0 | 0 | 0 | 0 | 0 | 0 | 0 | 1 | 1
617 | 633 | Mecklenburg Solar |  | 2334.72 | 0 | 0 | 0 | 0 | 0 | 0 | 0 | 0 | 0 | 0 | 0 | 1 | 1
618 | 557 | SUNY ESF |  | 275 | 0 | 0 | 0 | 0 | 0 | 0 | 0 | 0 | 0 | 0 | 0 | 1 | 1
619 | 634 | Albany Broadcasting Co. |  | 2722.2 | 0 | 0 | 0 | 0 | 0 | 0 | 0 | 0 | 0 | 0 | 0 | 1 | 1
620 | 635 | Glenwood - Liberty Plaza |  | 0 | 0 | 100 | 400 | 0 | 0 | 0 | 0 | 0 | 0 | 0 | 0 | 1 | 1
621 | 636 | Glenwood - Emerald Green |  | 0 | 0 | 100 | 400 | 0 | 0 | 0 | 0 | 0 | 0 | 0 | 0 | 1 | 1
622 | 637 | Glenwood - Barclay Tower |  | 0 | 0 | 225 | 2000 | 0 | 0 | 0 | 0 | 0 | 0 | 0 | 0 | 1 | 1
623 | 638 | Glenwood - The Brittany |  | 0 | 0 | 100 | 400 | 0 | 0 | 0 | 0 | 0 | 0 | 0 | 0 | 1 | 1
624 | 639 | Glenwood - The Barclay |  | 0 | 0 | 100 | 400 | 0 | 0 | 0 | 0 | 0 | 0 | 0 | 0 | 1 | 1
625 | 640 | Glenwood - Paramount Tower |  | 0 | 0 | 100 | 400 | 0 | 0 | 0 | 0 | 0 | 0 | 0 | 0 | 1 | 1
626 | 641 | NYC Health + Hospitals/Jacobi Campus |  | 0 | 0 | 100 | 400 | 0 | 0 | 0 | 0 | 0 | 0 | 0 | 0 | 1 | 1
627 | 642 | Glenwood - Crystal Green |  | 0 | 0 | 125 | 300 | 0 | 0 | 0 | 0 | 0 | 0 | 0 | 0 | 1 | 1
628 | 643 | Glenwood - The Bristol |  | 0 | 0 | 100 | 400 | 0 | 0 | 0 | 0 | 0 | 0 | 0 | 0 | 1 | 1
629 | 644 | Glenwood - The Lucerne |  | 0 | 0 | 100 | 400 | 0 | 0 | 0 | 0 | 0 | 0 | 0 | 0 | 1 | 1
630 | 645 | Glenwood - Grand Tier |  | 0 | 0 | 100 | 400 | 0 | 0 | 0 | 0 | 0 | 0 | 0 | 0 | 1 | 1
631 | 646 | Glenwood - Briar Hill |  | 0 | 0 | 125 | 200 | 0 | 0 | 0 | 0 | 0 | 0 | 0 | 0 | 1 | 1
632 | 647 | Glenwood - Hawthorn Park |  | 0 | 0 | 125 | 500 | 0 | 0 | 0 | 0 | 0 | 0 | 0 | 0 | 1 | 1
633 | 648 | Glenwood - The Fairmont |  | 0 | 0 | 125 | 300 | 0 | 0 | 0 | 0 | 0 | 0 | 0 | 0 | 1 | 1
635 | 649 | The Westport |  | 160 | 815 | 0 | 0 | 0 | 0 | 0 | 0 | 0 | 0 | 0 | 0 | 1 | 1
636 | 650 | 7-Eleven |  | 0 | 0 | 27.2 | 96 | 0 | 0 | 0 | 0 | 0 | 0 | 0 | 0 | 1 | 1
637 | 651 | UPS Distribution Center |  | 0 | 0 | 153 | 288 | 0 | 0 | 0 | 0 | 0 | 0 | 0 | 0 | 3 | 3
638 | 652 | Walgreens Store #2122 |  | 0 | 0 | 27.2 | 64 | 0 | 0 | 0 | 0 | 0 | 0 | 0 | 0 | 1 | 1
639 | 653 | AMC Loews Port Chester |  | 0 | 0 | 36 | 72 | 0 | 0 | 0 | 0 | 0 | 0 | 0 | 0 | 1 | 1
640 | 654 | Stephentown Spindle |  | 0 | 0 | 20000 | 5000 | 0 | 0 | 0 | 0 | 0 | 0 | 0 | 0 | 1 | 1
641 | 655 | Monroe County A |  | 2387.88 | 0 | 0 | 0 | 0 | 0 | 0 | 0 | 0 | 0 | 0 | 0 | 1 | 1
642 | 656 | Silver Towers - Kew Gardens |  | 100 | 613 | 0 | 0 | 0 | 0 | 0 | 0 | 0 | 0 | 0 | 0 | 1 | 1
643 | 665 | Monroe County B |  | 2387.88 | 0 | 0 | 0 | 0 | 0 | 0 | 0 | 0 | 0 | 0 | 0 | 1 | 1
644 | 666 | Monroe County C |  | 2858.22 | 0 | 0 | 0 | 0 | 0 | 0 | 0 | 0 | 0 | 0 | 0 | 1 | 1
645 | 667 | Monroe County D |  | 2858.22 | 0 | 0 | 0 | 0 | 0 | 0 | 0 | 0 | 0 | 0 | 0 | 1 | 1
646 | 668 | Monroe County E |  | 2823.12 | 0 | 0 | 0 | 0 | 0 | 0 | 0 | 0 | 0 | 0 | 0 | 1 | 1
647 | 669 | Oneida County DPW |  | 1992.6 | 0 | 0 | 0 | 0 | 0 | 0 | 0 | 0 | 0 | 0 | 0 | 1 | 1
648 | 670 | Jefferson-Lewis BOCES |  | 2630.61 | 0 | 0 | 0 | 0 | 0 | 0 | 0 | 0 | 0 | 0 | 0 | 1 | 1
649 | 671 | Interfaith Medical Center |  | 300 | 1839 | 0 | 0 | 0 | 0 | 0 | 0 | 0 | 0 | 0 | 0 | 1 | 1
650 | 672 | Town of Wawarsing |  | 1123.2 | 0 | 0 | 0 | 0 | 0 | 0 | 0 | 0 | 0 | 0 | 0 | 1 | 1
651 | 673 | Best Equities LLC |  | 347.14 | 0 | 0 | 0 | 0 | 0 | 0 | 0 | 0 | 0 | 0 | 0 | 1 | 1
652 | 674 | Town of Greece |  | 286.65 | 0 | 0 | 0 | 0 | 0 | 0 | 0 | 0 | 0 | 0 | 0 | 1 | 1
653 | 675 | J Kings Food Service 1 |  | 439.28 | 0 | 0 | 0 | 0 | 0 | 0 | 0 | 0 | 0 | 0 | 0 | 1 | 1
654 | 676 | J Kings Food Service 2 |  | 331.84 | 0 | 0 | 0 | 0 | 0 | 0 | 0 | 0 | 0 | 0 | 0 | 1 | 1
655 | 678 | Courtyard New York Downtown Manhattan/World Trade Center Area |  | 130 | 776 | 0 | 0 | 0 | 0 | 0 | 0 | 0 | 0 | 0 | 0 | 1 | 1
656 | 679 | EVEN Hotel New York - Midtown East |  | 130 | 776 | 0 | 0 | 0 | 0 | 0 | 0 | 0 | 0 | 0 | 0 | 1 | 1
657 | 657 | Compass Residences |  | 130 | 776 | 0 | 0 | 0 | 0 | 0 | 0 | 0 | 0 | 0 | 0 | 1 | 1
658 | 677 | City of Rochester |  | 2635.11 | 0 | 0 | 0 | 0 | 0 | 0 | 0 | 0 | 0 | 0 | 0 | 1 | 1
659 | 659 | City of Utica 2 |  | 1442.7 | 0 | 0 | 0 | 0 | 0 | 0 | 0 | 0 | 0 | 0 | 0 | 1 | 1
660 | 660 | Shames JCC on the Hudson |  | 249.04 | 0 | 0 | 0 | 0 | 0 | 0 | 0 | 0 | 0 | 0 | 0 | 1 | 1
661 | 661 | Hudson City School District |  | 1221.12 | 0 | 0 | 0 | 0 | 0 | 0 | 0 | 0 | 0 | 0 | 0 | 1 | 1
662 | 662 | College of Mount St. Vincent |  | 532.53 | 0 | 0 | 0 | 0 | 0 | 0 | 0 | 0 | 0 | 0 | 0 | 1 | 1
663 | 663 | Warwick Valley Central School District |  | 2438.46 | 0 | 0 | 0 | 0 | 0 | 0 | 0 | 0 | 0 | 0 | 0 | 1 | 1
664 | 664 | Onondaga County Jamesville Penitentiary |  | 2468.67 | 0 | 0 | 0 | 0 | 0 | 0 | 0 | 0 | 0 | 0 | 0 | 1 | 1
665 | 680 | Lockheed Martin Syracuse |  | 0 | 0 | 1000 | 1400 | 0 | 0 | 0 | 0 | 0 | 0 | 0 | 0 | 1 | 1
666 | 681 | Red Hook Recreation Center |  | 0 | 0 | 6 | 21 | 0 | 0 | 0 | 0 | 0 | 0 | 0 | 0 | 1 | 1
667 | 657 | Compass Residences |  | 65 | 388 | 0 | 0 | 0 | 0 | 0 | 0 | 0 | 0 | 0 | 0 | 1 | 1
668 | 657 | Compass Residences |  | 65 | 388 | 0 | 0 | 0 | 0 | 0 | 0 | 0 | 0 | 0 | 0 | 1 | 1
669 | 682 | Riverwalk Point |  | 65 | 388 | 0 | 0 | 0 | 0 | 0 | 0 | 0 | 0 | 0 | 0 | 1 | 1
670 | 683 | One North Fourth |  | 200 | 811 | 0 | 0 | 0 | 0 | 0 | 0 | 0 | 0 | 0 | 0 | 1 | 1
671 | 684 | Hudson Yards New York |  | 1200 | 5248.8 | 0 | 0 | 0 | 0 | 0 | 0 | 0 | 0 | 0 | 0 | 1 | 1
672 | 685 | The Parkline |  | 65 | 388 | 0 | 0 | 0 | 0 | 0 | 0 | 0 | 0 | 0 | 0 | 1 | 1
673 | 686 | Morris Avenue Apartments |  | 65 | 388 | 0 | 0 | 0 | 0 | 0 | 0 | 0 | 0 | 0 | 0 | 1 | 1
674 | 687 | Birchwood Towers - The Bel Air |  | 130 | 776 | 0 | 0 | 0 | 0 | 0 | 0 | 0 | 0 | 0 | 0 | 1 | 1
675 | 688 | Hunters Point South A | Hunters Point South A | 130 | 776 | 0 | 0 | 0 | 0 | 0 | 0 | 0 | 0 | 0 | 0 | 1 | 1
676 | 689 | Fordham University | Fordham University - 41220A | 2600.32 | 0 | 0 | 0 | 0 | 0 | 0 | 0 | 0 | 0 | 0 | 0 | 1 | 1
678 | 690 | Riu Plaza NE | Riu Hotel New York | 325 | 1940 | 0 | 0 | 0 | 0 | 0 | 0 | 0 | 0 | 0 | 0 | 1 | 1
679 | 691 | Riu Plaza New York Times Square Hotel | Riu Hotel Times Square | 130 | 776 | 0 | 0 | 0 | 0 | 0 | 0 | 0 | 0 | 0 | 0 | 1 | 1
680 | 692 | Fordham Prep School | Fordham Prep School - 73337 | 499.8 | 0 | 0 | 0 | 0 | 0 | 0 | 0 | 0 | 0 | 0 | 0 | 1 | 1
681 | 693 | River Park Residences | River Park Residences | 1000 | 4055 | 0 | 0 | 0 | 0 | 0 | 0 | 0 | 0 | 0 | 0 | 1 | 1
682 | 694 | The San Remo | San Remo | 260 | 1552 | 0 | 0 | 0 | 0 | 0 | 0 | 0 | 0 | 0 | 0 | 1 | 1
683 | 695 | The Excelsior | Excelsior | 200 | 1226 | 0 | 0 | 0 | 0 | 0 | 0 | 0 | 0 | 0 | 0 | 1 | 1
684 | 696 | Hunters Point South B | Hunters Point South B | 65 | 0 | 0 | 0 | 0 | 0 | 0 | 0 | 0 | 0 | 0 | 0 | 1 | 1
685 | 697 | Ulster County | Ulster County - 50768 | 1900.8 | 0 | 0 | 0 | 0 | 0 | 0 | 0 | 0 | 0 | 0 | 0 | 1 | 1
686 | 698 | Time Warner Cable | Time Warner Cable - 49513 | 2773.98 | 0 | 0 | 0 | 0 | 0 | 0 | 0 | 0 | 0 | 0 | 0 | 1 | 1
687 | 699 | Lamb-Lakeshore Dairy | Lamb-Lakeshore Dairy | 600 | 0 | 0 | 0 | 0 | 0 | 0 | 0 | 0 | 0 | 0 | 0 | 1 | 1
688 | 700 | SUNY New Paltz |  | 218.08 | 0 | 100 | 200 | 0 | 0 | 0 | 0 | 0 | 0 | 0 | 0 | 2 | 2
689 | 701 | Elmira Southside School |  | 0 | 0 | 0 | 0 | 190.25 | 104.6375 | 1522 | 837.1 | 0 | 0 | 0 | 0 | 1 | 1
690 | 702 | Memorial Sloan Kettering Westchester |  | 0 | 0 | 0 | 0 | 190.25 | 104.6375 | 1522 | 837.1 | 0 | 0 | 0 | 0 | 1 | 1
691 | 703 | Citigroup Headquarters |  | 0 | 0 | 0 | 0 | 1046.375 | 575.5063 | 8371 | 4604.05 | 0 | 0 | 0 | 0 | 1 | 1
692 | 704 | Manhattan Center |  | 0 | 0 | 0 | 0 | 350 | 192.5 | 2800 | 1540 | 0 | 0 | 0 | 0 | 1 | 1
693 | 705 | SUNY Jefferson Community College |  | 0 | 0 | 0 | 0 | 160 | 88 | 1280 | 704 | 0 | 0 | 0 | 0 | 1 | 1
694 | 706 | Morgan Stanley - NYC |  | 0 | 0 | 0 | 0 | 490 | 269.5 | 3920 | 2156 | 0 | 0 | 0 | 0 | 1 | 1
695 | 707 | Credit Suisse |  | 0 | 0 | 0 | 0 | 656 | 360.8 | 5248 | 2886.4 | 0 | 0 | 0 | 0 | 1 | 1
696 | 708 | Regeneron Pharmaceuticals, Inc. | Regeneron Pharmaceuticals, Inc. - 103969 | 1024.65 | 0 | 0 | 0 | 0 | 0 | 0 | 0 | 0 | 0 | 0 | 0 | 1 | 1
697 | 709 | TIAA |  | 0 | 0 | 0 | 0 | 825 | 453.75 | 6600 | 3630 | 0 | 0 | 0 | 0 | 1 | 1
698 | 710 | AXA Equitable Center |  | 0 | 0 | 0 | 0 | 1237.5 | 680.625 | 9900 | 5445 | 0 | 0 | 0 | 0 | 1 | 1
699 | 711 | Goldman Sachs Manhattan HQ |  | 0 | 0 | 0 | 0 | 2530 | 1391.5 | 20240 | 11132 | 0 | 0 | 0 | 0 | 1 | 1
700 | 712 | Rockefeller Center |  | 0 | 0 | 0 | 0 | 1127.5 | 620.125 | 9020 | 4961 | 0 | 0 | 0 | 0 | 1 | 1
701 | 713 | 55 Water Street |  | 0 | 0 | 0 | 0 | 2000 | 1100 | 16000 | 8800 | 0 | 0 | 0 | 0 | 1 | 1
702 | 714 | 1155 Avenue of the Americas |  | 0 | 0 | 0 | 0 | 406 | 223.3 | 3248 | 1786.4 | 0 | 0 | 0 | 0 | 1 | 1
703 | 715 | Verizon Building |  | 0 | 0 | 0 | 0 | 1260 | 693 | 10080 | 5544 | 0 | 0 | 0 | 0 | 1 | 1
704 | 716 | GE Global Research [Broadalbin] | GE Global Research [Broadalbin] | 2984.85 | 0 | 0 | 0 | 0 | 0 | 0 | 0 | 0 | 0 | 0 | 0 | 1 | 1
705 | 717 | GE Global Research [Amsterdam A] | GE Global Research [Amsterdam A] | 2984.85 | 0 | 0 | 0 | 0 | 0 | 0 | 0 | 0 | 0 | 0 | 0 | 1 | 1
706 | 718 | GE Global Research [Amsterdam B] | GE Global Research [Amsterdam B] | 2984.85 | 0 | 0 | 0 | 0 | 0 | 0 | 0 | 0 | 0 | 0 | 0 | 1 | 1
707 | 719 | GE Global Research [Delanson A] | GE Global Research [Delanson A] | 2984.85 | 0 | 0 | 0 | 0 | 0 | 0 | 0 | 0 | 0 | 0 | 0 | 1 | 1
708 | 720 | GE Global Research [Johnstown A] | GE Global Research [Johnstown A] | 2984.85 | 0 | 0 | 0 | 0 | 0 | 0 | 0 | 0 | 0 | 0 | 0 | 1 | 1
709 | 721 | GE Global Research [Sharon Springs] | GE Global Research [Sharon Springs] | 2984.85 | 0 | 0 | 0 | 0 | 0 | 0 | 0 | 0 | 0 | 0 | 0 | 1 | 1
710 | 722 | Broome County - 399 Broome Corp Pkwy | Broome County - 399 Broome Corp Pkwy - PV Systems | 2791.86 | 0 | 0 | 0 | 0 | 0 | 0 | 0 | 0 | 0 | 0 | 0 | 1 | 1
711 | 723 | Broome County - 375 Broome Corp Pkwy | Broome County - 375 Broome Corp Pkwy - PV Systems | 2485.96 | 0 | 0 | 0 | 0 | 0 | 0 | 0 | 0 | 0 | 0 | 0 | 1 | 1
712 | 724 | Oswego County Fulton | Oswego County Fulton | 2509.14 | 0 | 0 | 0 | 0 | 0 | 0 | 0 | 0 | 0 | 0 | 0 | 1 | 1
714 | 726 | City of Beacon | City of Beacon | 2794.68 | 0 | 0 | 0 | 0 | 0 | 0 | 0 | 0 | 0 | 0 | 0 | 1 | 1
715 | 727 | Anheuser Busch LLC (NY 15 0107) | Anheuser Busch LLC (NY 15 0107) | 2756.52 | 0 | 0 | 0 | 0 | 0 | 0 | 0 | 0 | 0 | 0 | 0 | 1 | 1
716 | 728 | St. Lawrence University (NY 14 0111) | St. Lawrence University (NY 14 0111) | 2906.46 | 0 | 0 | 0 | 0 | 0 | 0 | 0 | 0 | 0 | 0 | 0 | 1 | 1
717 | 729 | Time Warner Cable Enterprises LLC (NY 14 0188) | Time Warner Cable Enterprises LLC (NY 14 0188) | 2843.1 | 0 | 0 | 0 | 0 | 0 | 0 | 0 | 0 | 0 | 0 | 0 | 1 | 1
718 | 730 | Glenn Gardens Apartments | Glenn Gardens Apartments | 200 | 1400 | 0 | 0 | 0 | 0 | 0 | 0 | 0 | 0 | 0 | 0 | 1 | 1
719 | 731 | SUNY Poly Perth | SUNY Poly Perth | 5230 | 0 | 0 | 0 | 0 | 0 | 0 | 0 | 0 | 0 | 0 | 0 | 2 | 2
720 | 732 | Wal-Mart Stores Inc. - 8005 Call Pkwy | Wal-Mart Stores Inc. - 8005 Call Pkwy | 2828.15 | 0 | 0 | 0 | 0 | 0 | 0 | 0 | 0 | 0 | 0 | 0 | 1 | 1
721 | 733 | Town of Grand Island - 7755 Oak Orchard Road | Town of Grand Island - 7755 Oak Orchard Road | 2902.44 | 0 | 0 | 0 | 0 | 0 | 0 | 0 | 0 | 0 | 0 | 0 | 1 | 1
722 | 734 | Praxair - 8169 Bank Street Road | Praxair - 8169 Bank Street Road | 2828.15 | 0 | 0 | 0 | 0 | 0 | 0 | 0 | 0 | 0 | 0 | 0 | 1 | 1
723 | 735 | Barton Mines Company, LLC - 28 Barton Mines Lane | Barton Mines Company, LLC - 28 Barton Mines Lane | 2692.8 | 0 | 0 | 0 | 0 | 0 | 0 | 0 | 0 | 0 | 0 | 0 | 1 | 1
724 | 736 | General Electric (19th Hole Solar) | General Electric (19th Hole Solar) | 10460 | 0 | 0 | 0 | 0 | 0 | 0 | 0 | 0 | 0 | 0 | 0 | 4 | 4
725 | 737 | NYU Langone Medical Center | NYU Langone Medical Center | 9820 | 127000 | 0 | 0 | 0 | 0 | 0 | 0 | 0 | 0 | 0 | 0 | 1 | 2
726 | 738 | Daroga Power - 2016 Pitkin Ave | Daroga Power - 2016 Pitkin Ave | 414.75 | 0 | 0 | 0 | 0 | 0 | 0 | 0 | 0 | 0 | 0 | 0 | 1 | 1
727 | 739 | Finger Lakes Extrusion Corporation - 2437 Route 21 | Finger Lakes Extrusion Corporation - 2437 Route 21 | 555.56 | 0 | 0 | 0 | 0 | 0 | 0 | 0 | 0 | 0 | 0 | 0 | 1 | 1
728 | 740 | Columbia University - 124 Johnson Road | Columbia University - 124 Johnson Road | 2902 | 0 | 0 | 0 | 0 | 0 | 0 | 0 | 0 | 0 | 0 | 0 | 1 | 1
729 | 741 | Columbia University - 234 State Line Road | Columbia University - 234 State Line Road | 2902 | 0 | 0 | 0 | 0 | 0 | 0 | 0 | 0 | 0 | 0 | 0 | 1 | 1
730 | 742 | City of Utica - 583A Five Mile Line Road | City of Utica - 583A Five Mile Line Road | 1981.44 | 0 | 0 | 0 | 0 | 0 | 0 | 0 | 0 | 0 | 0 | 0 | 1 | 1
731 | 743 | Onondaga County Oak Orchard WWTP - 4300 Oak Orchard Road | Onondaga County Oak Orchard WWTP - 4300 Oak Orchard Road | 2522.96 | 0 | 0 | 0 | 0 | 0 | 0 | 0 | 0 | 0 | 0 | 0 | 1 | 1
732 | 745 | Cornell University - 1 Main Street | Cornell University - 1 Main Street | 847.67 | 0 | 0 | 0 | 0 | 0 | 0 | 0 | 0 | 0 | 0 | 0 | 1 | 1
733 | 746 | Erie County (Alden) - 11581 Walden Avenue | Erie County (Alden) - 11581 Walden Avenue | 2461.09 | 0 | 0 | 0 | 0 | 0 | 0 | 0 | 0 | 0 | 0 | 0 | 1 | 1
734 | 747 | County of Lewis - 5252 Outer Stowe Street | County of Lewis - 5252 Outer Stowe Street | 2461.09 | 0 | 0 | 0 | 0 | 0 | 0 | 0 | 0 | 0 | 0 | 0 | 1 | 1
736 | 749 | Mather Hospital |  | 0 | 0 | 0 | 0 | 1500 | 825 | 12000 | 6600 | 0 | 0 | 0 | 0 | 1 | 1
737 | 750 | Brooklyn Army Terminal |  | 0 | 0 | 100 | 720 | 0 | 0 | 0 | 0 | 0 | 0 | 0 | 0 | 1 | 1
738 | 751 | Cornell University Weinhold Chilled Water Plant |  | 0 | 0 | 0 | 0 | 3750 | 2062.5 | 30000 | 16500 | 0 | 0 | 0 | 0 | 1 | 1
739 | 752 | East Hampton Energy Storage Center |  | 0 | 0 | 5000 | 40000 | 0 | 0 | 0 | 0 | 0 | 0 | 0 | 0 | 1 | 1
740 | 753 | 5813B Route 30 | SUNY Polytechnic 1 of 5 - 5813B Route 30 | 2755.62 | 0 | 0 | 0 | 0 | 0 | 0 | 0 | 0 | 0 | 0 | 0 | 1 | 1
741 | 754 | 5813E Route 30 | SUNY Polytechnic 2 of 5 - 5813C Route 30 | 2789.64 | 0 | 0 | 0 | 0 | 0 | 0 | 0 | 0 | 0 | 0 | 0 | 1 | 1
742 | 755 | 5813A Route 30 | SUNY Polytechnic 3 of 5 - 5813A Route 30 | 2755.62 | 0 | 0 | 0 | 0 | 0 | 0 | 0 | 0 | 0 | 0 | 0 | 1 | 1
743 | 756 | SUNY RF, on behalf of SUNY Polytechnic - 218 Buckley Road | SUNY RF, on behalf of SUNY Polytechnic - 218 Buckley Road | 5657.6 | 0 | 0 | 0 | 0 | 0 | 0 | 0 | 0 | 0 | 0 | 0 | 2 | 2
744 | 757 | SUNY RF, on behalf of SUNY Polytechnic 11 - Old Stage Road | SUNY RF, on behalf of SUNY Polytechnic 11 - Old Stage Road | 2828.8 | 0 | 0 | 0 | 0 | 0 | 0 | 0 | 0 | 0 | 0 | 0 | 1 | 1
745 | 758 | SUNY RF, on behalf of SUNY Polytechnic 12 - 0 Greenmount Cemetery | SUNY RF, on behalf of SUNY Polytechnic 12 - 0 Greenmount Cemetery | 2591.46 | 0 | 0 | 0 | 0 | 0 | 0 | 0 | 0 | 0 | 0 | 0 | 1 | 1
746 | 759 | Greene County - 84 Volunteer Drive | Greene County - 84 Volunteer Drive | 2271.64 | 0 | 0 | 0 | 0 | 0 | 0 | 0 | 0 | 0 | 0 | 0 | 1 | 1
747 | 760 | Town of Wawayanda - 80 Ridgebury Hill Road | Town of Wawayanda - 80 Ridgebury Hill Road | 442.68 | 0 | 0 | 0 | 0 | 0 | 0 | 0 | 0 | 0 | 0 | 0 | 1 | 1
748 | 761 | The Research Found - 519 Route 151 (South A) | The Research Found - 519 Route 151 (South A) | 2432 | 0 | 0 | 0 | 0 | 0 | 0 | 0 | 0 | 0 | 0 | 0 | 1 | 1
749 | 762 | Home Depot #1262 | Home Depot #1262 | 210 | 0 | 0 | 0 | 0 | 0 | 0 | 0 | 0 | 0 | 0 | 0 | 1 | 1
750 | 763 | Northern Adirondack CSD - 5572 Route 11 | Northern Adirondack CSD - 5572 Route 11 | 1656 | 0 | 0 | 0 | 0 | 0 | 0 | 0 | 0 | 0 | 0 | 0 | 1 | 1
751 | 764 | City of Utica Solar Project 1 - 583B Five Mile Line Road | City of Utica Solar Project 1 - 583B Five Mile Line Road | 2789.64 | 0 | 0 | 0 | 0 | 0 | 0 | 0 | 0 | 0 | 0 | 0 | 1 | 1
752 | 765 | Daroga - 2042 Pitkin Ave | Daroga - 2042 Pitkin Ave | 749 | 0 | 0 | 0 | 0 | 0 | 0 | 0 | 0 | 0 | 0 | 0 | 1 | 1
753 | 766 | Home Depot 1245 - 55 Weyman Avenue | Home Depot 1245 - 55 Weyman Avenue | 230.4 | 0 | 0 | 0 | 0 | 0 | 0 | 0 | 0 | 0 | 0 | 0 | 1 | 1
754 | 767 | 519 Route 151 - 519 County Route 151 (North B) | 519 Route 151 - 519 County Route 151 | 1942.56 | 0 | 0 | 0 | 0 | 0 | 0 | 0 | 0 | 0 | 0 | 0 | 1 | 1
755 | 768 | Broadalbin-Perth CSD - 1870 County Hwy 107 | Broadalbin-Perth CSD - 1870 County Hwy 107 | 1930.5 | 0 | 0 | 0 | 0 | 0 | 0 | 0 | 0 | 0 | 0 | 0 | 1 | 1
756 | 769 | Town of Guilderland - 6151 State Hwy 30 | Town of Guilderland - 6151 State Hwy 30 | 2815.8 | 0 | 0 | 0 | 0 | 0 | 0 | 0 | 0 | 0 | 0 | 0 | 1 | 1
757 | 770 | SUNY Poly Selkirk 1 - 59 Speeder Road | SUNY Poly Selkirk 1 - 59 Speeder Road | 2600 | 0 | 0 | 0 | 0 | 0 | 0 | 0 | 0 | 0 | 0 | 0 | 1 | 1
758 | 771 | SUNY Poly Selkirk 2 - 61 Speeder Road | SUNY Poly Selkirk 2 - 61 Speeder Road | 2610 | 0 | 0 | 0 | 0 | 0 | 0 | 0 | 0 | 0 | 0 | 0 | 1 | 1
759 | 772 | SUNY Poly Selkirk 3 - 63 Speeder Road | SUNY Poly Selkirk 3 - 63 Speeder Road | 2600 | 0 | 0 | 0 | 0 | 0 | 0 | 0 | 0 | 0 | 0 | 0 | 1 | 1
760 | 773 | SUNY Poly Selkirk 4 - 65 Speeder Road | SUNY Poly Selkirk 4 - 65 Speeder Road | 2600 | 0 | 0 | 0 | 0 | 0 | 0 | 0 | 0 | 0 | 0 | 0 | 1 | 1
761 | 774 | Pepsi Cola Bottling LLC - 9801 Avenue D | Pepsi Cola Bottling LLC - 9801 Avenue D | 1068.12 | 0 | 0 | 0 | 0 | 0 | 0 | 0 | 0 | 0 | 0 | 0 | 1 | 1
762 | 775 | Stop and Shop #581 - 2754 Hylan Blvd. | Stop and Shop #581 - 2754 Hylan Blvd. | 197.945 | 0 | 0 | 0 | 0 | 0 | 0 | 0 | 0 | 0 | 0 | 0 | 1 | 1
763 | 776 | Minisink Solar - 1718 County Route 1 | Minisink Solar - 1718 County Route 1 | 5290.11 | 0 | 0 | 0 | 0 | 0 | 0 | 0 | 0 | 0 | 0 | 0 | 2 | 2
764 | 777 | Home Depot Schenectady #1239 | Home Depot Schenectady #1239 | 210 | 0 | 0 | 0 | 0 | 0 | 0 | 0 | 0 | 0 | 0 | 0 | 1 | 1
765 | 778 | Home Depot Albany #1241 | Home Depot Albany #1241 | 210 | 0 | 0 | 0 | 0 | 0 | 0 | 0 | 0 | 0 | 0 | 0 | 1 | 1
766 | 779 | Home Depot Hawthorne #8456 | Home Depot Hawthorne #8456 | 210 | 0 | 0 | 0 | 0 | 0 | 0 | 0 | 0 | 0 | 0 | 0 | 1 | 1
767 | 780 | Catlin Solar LLC - 68 Callahan Road | Catlin Solar LLC - 68 Callahan Road | 1250.89 | 0 | 0 | 0 | 0 | 0 | 0 | 0 | 0 | 0 | 0 | 0 | 1 | 1
768 | 781 | Sustainable Energy Developments - 753 Manitou Road | Sustainable Energy Developments - 753 Manitou Road | 2695.68 | 0 | 0 | 0 | 0 | 0 | 0 | 0 | 0 | 0 | 0 | 0 | 1 | 1
769 | 782 | RRH Parma Solar 1, LLC | a | 2743.65 | 0 | 0 | 0 | 0 | 0 | 0 | 0 | 0 | 0 | 0 | 0 | 1 | 1
770 | 782 | RRH Parma Solar 1, LLC | b | 2743.65 | 0 | 0 | 0 | 0 | 0 | 0 | 0 | 0 | 0 | 0 | 0 | 1 | 1
772 | 783 | Norstar Solar, LLC | Norstar Solar, LLC | 2724.48 | 0 | 0 | 0 | 0 | 0 | 0 | 0 | 0 | 0 | 0 | 0 | 1 | 1
773 | 784 | Miller Road Solar Project LLC | Miller Road Solar Project LLC | 2726.3 | 0 | 0 | 0 | 0 | 0 | 0 | 0 | 0 | 0 | 0 | 0 | 1 | 1
774 | 785 | Western Turnpike Solar Project LLC | Western Turnpike Solar Project LLC | 2762.3 | 0 | 0 | 0 | 0 | 0 | 0 | 0 | 0 | 0 | 0 | 0 | 1 | 1
775 | 264 | Rochester Institute of Technology (RIT) | RIT | 2340 | 0 | 0 | 0 | 0 | 0 | 0 | 0 | 0 | 0 | 0 | 0 | 1 | 1
776 | 786 | Home Depot Saratoga Springs #1223 | Home Depot Saratoga Springs #1223 | 210 | 0 | 150 | 0 | 0 | 0 | 0 | 0 | 0 | 0 | 0 | 0 | 2 | 2
777 | 787 | Queens Center Mall | Queens Center Mall | 1200 | 0 | 0 | 0 | 0 | 0 | 0 | 0 | 0 | 0 | 0 | 0 | 6 | 6
778 | 788 | The Michelangelo Hotel New York |  | 265 | 1265.5 | 0 | 0 | 0 | 0 | 0 | 0 | 0 | 0 | 0 | 0 | 1 | 1
779 | 789 | Hollygrove Solar, LLC |  | 2999.745 | 0 | 0 | 0 | 0 | 0 | 0 | 0 | 0 | 0 | 0 | 0 | 1 | 1
780 | 790 | Home Depot Clay #6153 |  | 210 | 0 | 0 | 0 | 0 | 0 | 0 | 0 | 0 | 0 | 0 | 0 | 1 | 1
781 | 791 | Howland Solar, LLC |  | 3012.24 | 0 | 0 | 0 | 0 | 0 | 0 | 0 | 0 | 0 | 0 | 0 | 1 | 1
782 | 792 | Pearl Solar, LLC |  | 2999.745 | 0 | 0 | 0 | 0 | 0 | 0 | 0 | 0 | 0 | 0 | 0 | 1 | 1
783 | 793 | Pearl Solar II, LLC |  | 3009.6 | 0 | 0 | 0 | 0 | 0 | 0 | 0 | 0 | 0 | 0 | 0 | 1 | 1
784 | 794 | 141 Verbeck Ave |  | 3208.95 | 0 | 0 | 0 | 0 | 0 | 0 | 0 | 0 | 0 | 0 | 0 | 1 | 1
785 | 795 | 20598 Old Rome Road |  | 3029.4 | 0 | 0 | 0 | 0 | 0 | 0 | 0 | 0 | 0 | 0 | 0 | 1 | 1
786 | 796 | 132 Pattersonville Rynex Corners Rd |  | 3024.27 | 0 | 0 | 0 | 0 | 0 | 0 | 0 | 0 | 0 | 0 | 0 | 1 | 1
787 | 797 | Home Depot Greenbush #1263 |  | 210 | 0 | 0 | 0 | 0 | 0 | 0 | 0 | 0 | 0 | 0 | 0 | 1 | 1
788 | 798 | Home Depot Amsterdam #1289 |  | 210 | 0 | 150 | 0 | 0 | 0 | 0 | 0 | 0 | 0 | 0 | 0 | 2 | 2
789 | 799 | Home Depot Camillus #1257 |  | 210 | 0 | 0 | 0 | 0 | 0 | 0 | 0 | 0 | 0 | 0 | 0 | 1 | 1
790 | 800 | Home Depot Clifton Park #1269 |  | 210 | 0 | 0 | 0 | 0 | 0 | 0 | 0 | 0 | 0 | 0 | 0 | 1 | 1
791 | 801 | West State Johnstown |  | 2793.6 | 0 | 0 | 0 | 0 | 0 | 0 | 0 | 0 | 0 | 0 | 0 | 1 | 1
792 | 801 | West State Johnstown |  | 2793.6 | 0 | 0 | 0 | 0 | 0 | 0 | 0 | 0 | 0 | 0 | 0 | 1 | 1
795 | 804 | Home A in zip code 10567 |  | 0 | 0 | 10 | 0 | 0 | 0 | 0 | 0 | 0 | 0 | 0 | 0 | 1 | 1
796 | 805 | Home A in zip code 10583 |  | 0 | 0 | 10 | 0 | 0 | 0 | 0 | 0 | 0 | 0 | 0 | 0 | 1 | 1
797 | 806 | Home A in zip code 10708 |  | 0 | 0 | 15 | 0 | 0 | 0 | 0 | 0 | 0 | 0 | 0 | 0 | 1 | 1
798 | 807 | Home B in zip code 11576 |  | 0 | 0 | 5 | 0 | 0 | 0 | 0 | 0 | 0 | 0 | 0 | 0 | 1 | 1
799 | 808 | Home A in zip code 10924 |  | 0 | 0 | 5 | 0 | 0 | 0 | 0 | 0 | 0 | 0 | 0 | 0 | 1 | 1
800 | 809 | Home A in zip code 10990 |  | 0 | 0 | 5 | 0 | 0 | 0 | 0 | 0 | 0 | 0 | 0 | 0 | 1 | 1
801 | 810 | Home A in zip code 10913 |  | 0 | 0 | 5 | 0 | 0 | 0 | 0 | 0 | 0 | 0 | 0 | 0 | 1 | 1
802 | 811 | Home B in zip code 10562 |  | 0 | 0 | 10 | 0 | 0 | 0 | 0 | 0 | 0 | 0 | 0 | 0 | 1 | 1
803 | 812 | Home A in zip code 10562 |  | 0 | 0 | 20 | 0 | 0 | 0 | 0 | 0 | 0 | 0 | 0 | 0 | 1 | 1
804 | 813 | Home A in zip code 10956 |  | 0 | 0 | 5 | 0 | 0 | 0 | 0 | 0 | 0 | 0 | 0 | 0 | 1 | 1
805 | 814 | Home A in zip code 12553 |  | 0 | 0 | 5 | 13.5 | 0 | 0 | 0 | 0 | 0 | 0 | 0 | 0 | 1 | 1
806 | 815 | Home A in zip code 12590 |  | 0 | 0 | 5 | 13.5 | 0 | 0 | 0 | 0 | 0 | 0 | 0 | 0 | 1 | 1
807 | 816 | Home A in zip code 12721 |  | 0 | 0 | 5 | 0 | 0 | 0 | 0 | 0 | 0 | 0 | 0 | 0 | 1 | 1
808 | 817 | Home A in zip code 10974 |  | 0 | 0 | 10 | 0 | 0 | 0 | 0 | 0 | 0 | 0 | 0 | 0 | 1 | 1
809 | 818 | Home A in zip code 10940 |  | 0 | 0 | 5 | 0 | 0 | 0 | 0 | 0 | 0 | 0 | 0 | 0 | 1 | 1
810 | 819 | Home A in zip code 12401 |  | 0 | 0 | 5 | 13.5 | 0 | 0 | 0 | 0 | 0 | 0 | 0 | 0 | 1 | 1
811 | 820 | Home A in zip code 12486 |  | 0 | 0 | 5 | 13.5 | 0 | 0 | 0 | 0 | 0 | 0 | 0 | 0 | 1 | 1
812 | 821 | Home A in zip code 12533 |  | 0 | 0 | 5 | 13.5 | 0 | 0 | 0 | 0 | 0 | 0 | 0 | 0 | 1 | 1
813 | 822 | Home B in zip code 12533 |  | 0 | 0 | 5 | 13.5 | 0 | 0 | 0 | 0 | 0 | 0 | 0 | 0 | 1 | 1
814 | 823 | Home A in zip code 12414 |  | 0 | 0 | 5 | 13.5 | 0 | 0 | 0 | 0 | 0 | 0 | 0 | 0 | 1 | 1
815 | 824 | Home B in zip code 12401 |  | 0 | 0 | 5 | 13.5 | 0 | 0 | 0 | 0 | 0 | 0 | 0 | 0 | 1 | 1
816 | 825 | Home A in zip code 12583 |  | 0 | 0 | 5 | 13.5 | 0 | 0 | 0 | 0 | 0 | 0 | 0 | 0 | 1 | 1
817 | 826 | Home B in zip code 12538 |  | 0 | 0 | 5 | 13.5 | 0 | 0 | 0 | 0 | 0 | 0 | 0 | 0 | 1 | 1
818 | 827 | Home A in zip code 12431 |  | 0 | 0 | 5 | 13.5 | 0 | 0 | 0 | 0 | 0 | 0 | 0 | 0 | 1 | 1
819 | 828 | Home A in zip code 12601 |  | 0 | 0 | 5 | 13.5 | 0 | 0 | 0 | 0 | 0 | 0 | 0 | 0 | 1 | 1
820 | 829 | Home C in zip code 12533 |  | 0 | 0 | 5 | 13.5 | 0 | 0 | 0 | 0 | 0 | 0 | 0 | 0 | 1 | 1
821 | 830 | Home C in zip code 12553 |  | 0 | 0 | 5 | 13.5 | 0 | 0 | 0 | 0 | 0 | 0 | 0 | 0 | 1 | 1
822 | 831 | Home A in zip code 10705 |  | 0 | 0 | 5 | 0 | 0 | 0 | 0 | 0 | 0 | 0 | 0 | 0 | 1 | 1
823 | 832 | Home A in zip code 10566 |  | 0 | 0 | 6 | 0 | 0 | 0 | 0 | 0 | 0 | 0 | 0 | 0 | 1 | 1
824 | 833 | Home A in zip code 10552 |  | 0 | 0 | 15 | 0 | 0 | 0 | 0 | 0 | 0 | 0 | 0 | 0 | 1 | 1
826 | 835 | Home A in zip code 10980 |  | 0 | 0 | 7.6 | 0 | 0 | 0 | 0 | 0 | 0 | 0 | 0 | 0 | 1 | 1
827 | 836 | Home A in zip code 10930 |  | 0 | 0 | 5 | 0 | 0 | 0 | 0 | 0 | 0 | 0 | 0 | 0 | 1 | 1
828 | 837 | Home B in zip code 10950 |  | 0 | 0 | 5 | 0 | 0 | 0 | 0 | 0 | 0 | 0 | 0 | 0 | 1 | 1
829 | 838 | Home A in zip code 10998 |  | 0 | 0 | 5 | 0 | 0 | 0 | 0 | 0 | 0 | 0 | 0 | 0 | 1 | 1
830 | 839 | Home B in zip code 10974 |  | 0 | 0 | 5 | 0 | 0 | 0 | 0 | 0 | 0 | 0 | 0 | 0 | 1 | 1
831 | 840 | Home A in zip code 10952 |  | 0 | 0 | 15 | 0 | 0 | 0 | 0 | 0 | 0 | 0 | 0 | 0 | 1 | 1
832 | 841 | Home A in zip code 10918 |  | 0 | 0 | 10 | 0 | 0 | 0 | 0 | 0 | 0 | 0 | 0 | 0 | 1 | 1
833 | 842 | Home A in zip code 10950 |  | 0 | 0 | 10 | 0 | 0 | 0 | 0 | 0 | 0 | 0 | 0 | 0 | 1 | 1
834 | 843 | Home C in zip code 10940 |  | 0 | 0 | 5 | 0 | 0 | 0 | 0 | 0 | 0 | 0 | 0 | 0 | 1 | 1
835 | 844 | Home B in zip code 10940 |  | 0 | 0 | 5 | 0 | 0 | 0 | 0 | 0 | 0 | 0 | 0 | 0 | 1 | 1
837 | 846 | Home A in zip code 11967 |  | 0 | 0 | 5.52 | 0 | 0 | 0 | 0 | 0 | 0 | 0 | 0 | 0 | 1 | 1
839 | 848 | Home A in zip code 11709 |  | 0 | 0 | 10 | 0 | 0 | 0 | 0 | 0 | 0 | 0 | 0 | 0 | 1 | 1
840 | 849 | Home A in zip code 11782 |  | 0 | 0 | 10 | 0 | 0 | 0 | 0 | 0 | 0 | 0 | 0 | 0 | 1 | 1
841 | 850 | Home A in zip code 11726 |  | 0 | 0 | 15 | 0 | 0 | 0 | 0 | 0 | 0 | 0 | 0 | 0 | 1 | 1
843 | 852 | Home A in zip code 11952 |  | 0 | 0 | 5 | 0 | 0 | 0 | 0 | 0 | 0 | 0 | 0 | 0 | 1 | 1
844 | 853 | Home A in zip code 12484 |  | 0 | 0 | 5 | 13.5 | 0 | 0 | 0 | 0 | 0 | 0 | 0 | 0 | 1 | 1
845 | 854 | Home A in zip code 12477 |  | 0 | 0 | 5 | 13.5 | 0 | 0 | 0 | 0 | 0 | 0 | 0 | 0 | 1 | 1
846 | 855 | Home A in zip code 12440 |  | 0 | 0 | 5 | 13.5 | 0 | 0 | 0 | 0 | 0 | 0 | 0 | 0 | 1 | 1
847 | 856 | Home A in zip code 10524 |  | 0 | 0 | 5 | 13.5 | 0 | 0 | 0 | 0 | 0 | 0 | 0 | 0 | 1 | 1
848 | 857 | Home A in zip code 12827 |  | 0 | 0 | 5 | 0 | 0 | 0 | 0 | 0 | 0 | 0 | 0 | 0 | 1 | 1
851 | 860 | Home A in zip code 11930 |  | 0 | 0 | 5 | 0 | 0 | 0 | 0 | 0 | 0 | 0 | 0 | 0 | 1 | 1
854 | 863 | Home A in zip code 11804 |  | 0 | 0 | 7.54 | 0 | 0 | 0 | 0 | 0 | 0 | 0 | 0 | 0 | 1 | 1
855 | 864 | Home B in zip code 11791 |  | 0 | 0 | 14.79 | 0 | 0 | 0 | 0 | 0 | 0 | 0 | 0 | 0 | 1 | 1
856 | 865 | Home A in zip code 11954 |  | 0 | 0 | 10 | 0 | 0 | 0 | 0 | 0 | 0 | 0 | 0 | 0 | 1 | 1
857 | 866 | Home A in zip code 12538 |  | 0 | 0 | 15 | 13.5 | 0 | 0 | 0 | 0 | 0 | 0 | 0 | 0 | 1 | 1
858 | 867 | Home A in zip code 12428 |  | 0 | 0 | 5 | 13.5 | 0 | 0 | 0 | 0 | 0 | 0 | 0 | 0 | 1 | 1
859 | 868 | Home A in zip code 12508 |  | 0 | 0 | 5 | 13.5 | 0 | 0 | 0 | 0 | 0 | 0 | 0 | 0 | 1 | 1
860 | 869 | Home B in zip code 12486 |  | 0 | 0 | 5 | 13.5 | 0 | 0 | 0 | 0 | 0 | 0 | 0 | 0 | 1 | 1
861 | 870 | Home A in zip code 12433 |  | 0 | 0 | 5 | 13.5 | 0 | 0 | 0 | 0 | 0 | 0 | 0 | 0 | 1 | 1
862 | 871 | Home B in zip code 10708 |  | 0 | 0 | 10 | 0 | 0 | 0 | 0 | 0 | 0 | 0 | 0 | 0 | 1 | 1
863 | 872 | Home A in zip code 12571 |  | 0 | 0 | 10 | 0 | 0 | 0 | 0 | 0 | 0 | 0 | 0 | 0 | 1 | 1
864 | 873 | Home A in zip code 13331 |  | 0 | 0 | 10 | 0 | 0 | 0 | 0 | 0 | 0 | 0 | 0 | 0 | 1 | 1
868 | 877 | Home A in zip code 12737 |  | 0 | 0 | 10 | 0 | 0 | 0 | 0 | 0 | 0 | 0 | 0 | 0 | 1 | 1
876 | 885 | Home A in zip code 10919 |  | 0 | 0 | 20 | 0 | 0 | 0 | 0 | 0 | 0 | 0 | 0 | 0 | 1 | 1
877 | 886 | Home A in zip code 11040 |  | 0 | 0 | 8.6 | 0 | 0 | 0 | 0 | 0 | 0 | 0 | 0 | 0 | 1 | 1
878 | 887 | Home A in zip code 11793 |  | 0 | 0 | 10 | 0 | 0 | 0 | 0 | 0 | 0 | 0 | 0 | 0 | 1 | 1
880 | 889 | Home A in zip code 11754 |  | 0 | 0 | 10 | 0 | 0 | 0 | 0 | 0 | 0 | 0 | 0 | 0 | 1 | 1
881 | 890 | Home B in zip code 12508 |  | 0 | 0 | 5 | 13.5 | 0 | 0 | 0 | 0 | 0 | 0 | 0 | 0 | 1 | 1
882 | 891 | Home B in zip code 12553 |  | 0 | 0 | 5 | 13.5 | 0 | 0 | 0 | 0 | 0 | 0 | 0 | 0 | 1 | 1
883 | 892 | Home A in zip code 12550 |  | 0 | 0 | 5 | 13.5 | 0 | 0 | 0 | 0 | 0 | 0 | 0 | 0 | 1 | 1
884 | 893 | Home A in zip code 12572 |  | 0 | 0 | 5 | 13.5 | 0 | 0 | 0 | 0 | 0 | 0 | 0 | 0 | 1 | 1
885 | 894 | Home B in zip code 12550 |  | 0 | 0 | 5 | 13.5 | 0 | 0 | 0 | 0 | 0 | 0 | 0 | 0 | 1 | 1
886 | 895 | Home A in zip code 12461 |  | 0 | 0 | 5 | 13.5 | 0 | 0 | 0 | 0 | 0 | 0 | 0 | 0 | 1 | 1
887 | 896 | Home A in zip code 10994 |  | 0 | 0 | 5 | 0 | 0 | 0 | 0 | 0 | 0 | 0 | 0 | 0 | 1 | 1
890 | 899 | Home Depot Utica/New Hartford #1254 |  | 210 | 0 | 0 | 0 | 0 | 0 | 0 | 0 | 0 | 0 | 0 | 0 | 1 | 1
891 | 900 | Home Depot Cicero #1235 |  | 210 | 0 | 0 | 0 | 0 | 0 | 0 | 0 | 0 | 0 | 0 | 0 | 1 | 1
892 | 901 | Home Depot Dewitt/East Syracuse #1236 |  | 210 | 0 | 0 | 0 | 0 | 0 | 0 | 0 | 0 | 0 | 0 | 0 | 1 | 1
893 | 902 | SUNY RF, on behalf of SUNY Polytechnic - 258 Elmwood Ave |  | 2828.8 | 0 | 0 | 0 | 0 | 0 | 0 | 0 | 0 | 0 | 0 | 0 | 1 | 1
894 | 902 | SUNY RF, on behalf of SUNY Polytechnic - 258 Elmwood Ave |  | 2805.12 | 0 | 0 | 0 | 0 | 0 | 0 | 0 | 0 | 0 | 0 | 0 | 1 | 1
895 | 231 | Oakwood Health Care Center | Storage System | 0 | 0 | 0 | 0 | 360 | 198 | 2880 | 1584 | 0 | 0 | 0 | 0 | 1 | 1
896 | 903 | Delaware River Solar - Millard Hill Road |  | 2494.7 | 0 | 0 | 0 | 0 | 0 | 0 | 0 | 0 | 0 | 0 | 0 | 1 | 1
897 | 903 | Delaware River Solar - Millard Hill Road |  | 2494.7 | 0 | 0 | 0 | 0 | 0 | 0 | 0 | 0 | 0 | 0 | 0 | 1 | 1
898 | 903 | Delaware River Solar - Millard Hill Road |  | 2494.7 | 0 | 0 | 0 | 0 | 0 | 0 | 0 | 0 | 0 | 0 | 0 | 1 | 1
899 | 904 | Delaware River Solar - Turner Road |  | 2723.175 | 0 | 0 | 0 | 0 | 0 | 0 | 0 | 0 | 0 | 0 | 0 | 1 | 1
900 | 905 | Luna Park Apartments - Building 1 |  | 100 | 613 | 0 | 0 | 0 | 0 | 0 | 0 | 0 | 0 | 0 | 0 | 1 | 1
901 | 906 | Luna Park Apartments - Building 3 |  | 100 | 613 | 0 | 0 | 0 | 0 | 0 | 0 | 0 | 0 | 0 | 0 | 1 | 1
902 | 907 | Manhattanville College |  | 1085.4 | 0 | 0 | 0 | 0 | 0 | 0 | 0 | 0 | 0 | 0 | 0 | 1 | 1
903 | 908 | Aegis Solar, LLC |  | 3012.24 | 0 | 0 | 0 | 0 | 0 | 0 | 0 | 0 | 0 | 0 | 0 | 1 | 1
904 | 909 | National Grid East Pulaski Substation |  | 0 | 0 | 2000 | 3000 | 0 | 0 | 0 | 0 | 0 | 0 | 0 | 0 | 1 | 1
905 | 910 | GHP Realty Headquarters |  | 0 | 0 | 375 | 940 | 0 | 0 | 0 | 0 | 0 | 0 | 0 | 0 | 1 | 1
906 | 911 | Home A in zip code 11576 |  | 0 | 0 | 5 | 0 | 0 | 0 | 0 | 0 | 0 | 0 | 0 | 0 | 1 | 1
907 | 912 | Home B in zip code 12571 |  | 0 | 0 | 5 | 13.5 | 0 | 0 | 0 | 0 | 0 | 0 | 0 | 0 | 1 | 1
908 | 913 | Home B in zip code 10980 |  | 0 | 0 | 5 | 0 | 0 | 0 | 0 | 0 | 0 | 0 | 0 | 0 | 1 | 1
909 | 914 | Home A in zip code 10963 |  | 0 | 0 | 10 | 0 | 0 | 0 | 0 | 0 | 0 | 0 | 0 | 0 | 1 | 1
910 | 915 | Home A in zip code 10989 |  | 0 | 0 | 10 | 0 | 0 | 0 | 0 | 0 | 0 | 0 | 0 | 0 | 1 | 1
911 | 916 | Home A in zip code 10960 |  | 0 | 0 | 10 | 0 | 0 | 0 | 0 | 0 | 0 | 0 | 0 | 0 | 1 | 1
912 | 917 | Home A in zip code 10965 |  | 0 | 0 | 5 | 0 | 0 | 0 | 0 | 0 | 0 | 0 | 0 | 0 | 1 | 1
913 | 918 | Home A in zip code 10920 |  | 0 | 0 | 10 | 0 | 0 | 0 | 0 | 0 | 0 | 0 | 0 | 0 | 1 | 1
914 | 919 | Home B in zip code 10956 |  | 0 | 0 | 5 | 0 | 0 | 0 | 0 | 0 | 0 | 0 | 0 | 0 | 1 | 1
915 | 920 | Home B in zip code 12477 |  | 0 | 0 | 5 | 13.5 | 0 | 0 | 0 | 0 | 0 | 0 | 0 | 0 | 1 | 1
916 | 921 | Home A in zip code 13360 |  | 0 | 0 | 5 | 0 | 0 | 0 | 0 | 0 | 0 | 0 | 0 | 0 | 1 | 1
917 | 922 | Home A in zip code 13420 |  | 0 | 0 | 15 | 0 | 0 | 0 | 0 | 0 | 0 | 0 | 0 | 0 | 1 | 1
918 | 923 | Home B in zip code 10919 |  | 0 | 0 | 5 | 0 | 0 | 0 | 0 | 0 | 0 | 0 | 0 | 0 | 1 | 1
919 | 924 | Home B in zip code 10990 |  | 0 | 0 | 10 | 0 | 0 | 0 | 0 | 0 | 0 | 0 | 0 | 0 | 1 | 1
920 | 925 | Home D in zip code 10940 |  | 0 | 0 | 5 | 0 | 0 | 0 | 0 | 0 | 0 | 0 | 0 | 0 | 1 | 1
921 | 926 | Home C in zip code 12571 |  | 0 | 0 | 5 | 13.5 | 0 | 0 | 0 | 0 | 0 | 0 | 0 | 0 | 1 | 1
922 | 927 | Home D in zip code 12553 |  | 0 | 0 | 5 | 13.5 | 0 | 0 | 0 | 0 | 0 | 0 | 0 | 0 | 1 | 1
923 | 928 | Home A in zip code 12498 |  | 0 | 0 | 5 | 13.5 | 0 | 0 | 0 | 0 | 0 | 0 | 0 | 0 | 1 | 1
924 | 929 | Home A in zip code 12578 |  | 0 | 0 | 5 | 13.5 | 0 | 0 | 0 | 0 | 0 | 0 | 0 | 0 | 1 | 1
925 | 930 | Guilderland Central School District |  | 3044.52 | 0 | 0 | 0 | 0 | 0 | 0 | 0 | 0 | 0 | 0 | 0 | 1 | 1
926 | 931 | Seneca Solar Farm - Route 14A |  | 5205.6 | 0 | 0 | 0 | 0 | 0 | 0 | 0 | 0 | 0 | 0 | 0 | 2 | 2
927 | 932 | Bouck Pool Building - SUNY Cobleskill |  | 130 | 840 | 0 | 0 | 0 | 0 | 0 | 0 | 0 | 0 | 0 | 0 | 1 | 1
928 | 933 | Goya Foods, Inc |  | 1341.9 | 0 | 0 | 0 | 0 | 0 | 0 | 0 | 0 | 0 | 0 | 0 | 1 | 1
929 | 934 | Home A in zip code 11791 |  | 0 | 0 | 10 | 0 | 0 | 0 | 0 | 0 | 0 | 0 | 0 | 0 | 1 | 1
930 | 935 | Home A in zip code 11738 |  | 0 | 0 | 5 | 0 | 0 | 0 | 0 | 0 | 0 | 0 | 0 | 0 | 1 | 1
931 | 936 | Home A in zip code 12446 |  | 0 | 0 | 5 | 13.5 | 0 | 0 | 0 | 0 | 0 | 0 | 0 | 0 | 1 | 1
932 | 937 | Home B in zip code 10994 |  | 0 | 0 | 5 | 0 | 0 | 0 | 0 | 0 | 0 | 0 | 0 | 0 | 1 | 1
933 | 938 | Con Edison BQDM Utility Sided Solution |  | 0 | 0 | 2000 | 12000 | 0 | 0 | 0 | 0 | 0 | 0 | 0 | 0 | 1 | 1
934 | 939 | Home A in zip code 10984 |  | 0 | 0 | 5 | 0 | 0 | 0 | 0 | 0 | 0 | 0 | 0 | 0 | 1 | 1
935 | 940 | NYSEG DSIP - Distribution Circuit Deployed Battery Storage System Pilot Project |  | 0 | 0 | 477 | 1890 | 0 | 0 | 0 | 0 | 0 | 0 | 0 | 0 | 1 | 1
936 | 941 | NYSEG DSIP - Aggregated BTM 1 |  | 0 | 0 | 159 | 630 | 0 | 0 | 0 | 0 | 0 | 0 | 0 | 0 | 1 | 1
937 | 942 | NYSEG DSIP - Aggregated BTM 2 |  | 0 | 0 | 159 | 630 | 0 | 0 | 0 | 0 | 0 | 0 | 0 | 0 | 1 | 1
938 | 943 | RG&E Operations Center |  | 0 | 0 | 150 | 600 | 0 | 0 | 0 | 0 | 0 | 0 | 0 | 0 | 1 | 1
939 | 944 | RG&E Substation |  | 0 | 0 | 2080 | 7600 | 0 | 0 | 0 | 0 | 0 | 0 | 0 | 0 | 1 | 1
940 | 945 | Jefferson Towers Apartments |  | 100 | 613 | 0 | 0 | 0 | 0 | 0 | 0 | 0 | 0 | 0 | 0 | 1 | 1
941 | 946 | Building 36 LLC |  | 306.72 | 0 | 0 | 0 | 0 | 0 | 0 | 0 | 0 | 0 | 0 | 0 | 1 | 1
942 | 947 | Ogdensburg Bridge and Port Authority |  | 1206 | 0 | 0 | 0 | 0 | 0 | 0 | 0 | 0 | 0 | 0 | 0 | 1 | 1
943 | 948 | Town of Penfield |  | 1258.56 | 0 | 0 | 0 | 0 | 0 | 0 | 0 | 0 | 0 | 0 | 0 | 1 | 1
944 | 949 | Cayuga, LLC |  | 633 | 0 | 0 | 0 | 0 | 0 | 0 | 0 | 0 | 0 | 0 | 0 | 1 | 1
945 | 950 | Surf 21 |  | 300 | 1920 | 0 | 0 | 0 | 0 | 0 | 0 | 0 | 0 | 0 | 0 | 1 | 1
946 | 951 | NYS Veterans Home at Oxford |  | 981.18 | 0 | 0 | 0 | 0 | 0 | 0 | 0 | 0 | 0 | 0 | 0 | 1 | 1
947 | 952 | City of Amsterdam |  | 2812.32 | 0 | 0 | 0 | 0 | 0 | 0 | 0 | 0 | 0 | 0 | 0 | 1 | 1
948 | 953 | Upstate Cerebral Palsy | Upstate Cerebral Palsy | 1400.8 | 0 | 0 | 0 | 0 | 0 | 0 | 0 | 0 | 0 | 0 | 0 | 1 | 1
949 | 954 | Home A in zip code 10510 |  | 0 | 0 | 8 | 0 | 0 | 0 | 0 | 0 | 0 | 0 | 0 | 0 | 1 | 1
950 | 955 | Home B in zip code 10510 |  | 0 | 0 | 8 | 0 | 0 | 0 | 0 | 0 | 0 | 0 | 0 | 0 | 1 | 1
951 | 956 | Home A in zip code 10538 |  | 0 | 0 | 5 | 0 | 0 | 0 | 0 | 0 | 0 | 0 | 0 | 0 | 1 | 1
952 | 957 | Home A in zip code 10549 |  | 0 | 0 | 15 | 0 | 0 | 0 | 0 | 0 | 0 | 0 | 0 | 0 | 1 | 1
953 | 958 | Home A in zip code 10560 |  | 0 | 0 | 10 | 0 | 0 | 0 | 0 | 0 | 0 | 0 | 0 | 0 | 1 | 1
954 | 959 | Home A in zip code 10804 |  | 0 | 0 | 5 | 0 | 0 | 0 | 0 | 0 | 0 | 0 | 0 | 0 | 1 | 1
955 | 960 | Home B in zip code 10930 |  | 0 | 0 | 5 | 0 | 0 | 0 | 0 | 0 | 0 | 0 | 0 | 0 | 1 | 1
956 | 961 | Home E in zip code 10956 |  | 0 | 0 | 15 | 0 | 0 | 0 | 0 | 0 | 0 | 0 | 0 | 0 | 1 | 1
957 | 962 | Home C in zip code 10956 |  | 0 | 0 | 15 | 0 | 0 | 0 | 0 | 0 | 0 | 0 | 0 | 0 | 1 | 1
958 | 963 | Home D in zip code 10956 |  | 0 | 0 | 5 | 0 | 0 | 0 | 0 | 0 | 0 | 0 | 0 | 0 | 1 | 1
959 | 964 | Home C in zip code 10980 |  | 0 | 0 | 10 | 0 | 0 | 0 | 0 | 0 | 0 | 0 | 0 | 0 | 1 | 1
960 | 965 | Luna Park Apartments - Building 2 |  | 100 | 613 | 0 | 0 | 0 | 0 | 0 | 0 | 0 | 0 | 0 | 0 | 1 | 1
961 | 966 | City of Olean |  | 4074 | 0 | 0 | 0 | 0 | 0 | 0 | 0 | 0 | 0 | 0 | 0 | 2 | 2
962 | 502 | Steel Sun 1 & 2 |  | 2999 | 0 | 0 | 0 | 0 | 0 | 0 | 0 | 0 | 0 | 0 | 0 | 1 | 1
963 | 502 | Steel Sun 1 & 2 |  | 2869 | 0 | 0 | 0 | 0 | 0 | 0 | 0 | 0 | 0 | 0 | 0 | 1 | 1
964 | 967 | Westtown NY 1 |  | 2831.76 | 0 | 0 | 0 | 0 | 0 | 0 | 0 | 0 | 0 | 0 | 0 | 1 | 1
965 | 968 | Village of Canton |  | 943.92 | 0 | 0 | 0 | 0 | 0 | 0 | 0 | 0 | 0 | 0 | 0 | 1 | 1
966 | 969 | Bethlehem Central School District |  | 2184.48 | 0 | 0 | 0 | 0 | 0 | 0 | 0 | 0 | 0 | 0 | 0 | 1 | 1
967 | 970 | City of Tonawanda Landfill |  | 807.84 | 0 | 0 | 0 | 0 | 0 | 0 | 0 | 0 | 0 | 0 | 0 | 1 | 1
968 | 971 | Sackett Lake 2 - Delaware River Solar |  | 2434.32 | 0 | 0 | 0 | 0 | 0 | 0 | 0 | 0 | 0 | 0 | 0 | 1 | 1
969 | 972 | 685 1st Avenue |  | 265 | 1265.5 | 0 | 0 | 0 | 0 | 0 | 0 | 0 | 0 | 0 | 0 | 1 | 1
970 | 973 | Montauk Energy Storage Center |  | 0 | 0 | 5000 | 40000 | 0 | 0 | 0 | 0 | 0 | 0 | 0 | 0 | 1 | 1
971 | 974 | Luther Forest Technology Campus |  | 0 | 0 | 20000 | 16500 | 0 | 0 | 0 | 0 | 0 | 0 | 0 | 0 | 0 | 0
972 | 975 | One Bryant Park |  | 0 | 0 | 0 | 0 | 880 | 484 | 7040 | 3872 | 0 | 0 | 0 | 0 | 1 | 1
973 | 976 | New School University Center |  | 0 | 0 | 0 | 0 | 385 | 211.75 | 3080 | 1694 | 0 | 0 | 0 | 0 | 1 | 1
974 | 977 | Fordham Plaza |  | 0 | 0 | 0 | 0 | 385 | 211.75 | 3080 | 1694 | 0 | 0 | 0 | 0 | 1 | 1
975 | 978 | Park Avenue Plaza |  | 0 | 0 | 0 | 0 | 937.5 | 515.625 | 7500 | 4125 | 0 | 0 | 0 | 0 | 1 | 1
976 | 979 | Google East HQ |  | 0 | 0 | 0 | 0 | 1155 | 635.25 | 9240 | 5082 | 0 | 0 | 0 | 0 | 1 | 1
977 | 980 | NYU Tandon School of Engineering |  | 0 | 0 | 0 | 0 | 330 | 181.5 | 2640 | 1452 | 0 | 0 | 0 | 0 | 1 | 1
978 | 981 | Via Verde |  | 0 | 0 | 18 | 144 | 0 | 0 | 0 | 0 | 0 | 0 | 0 | 0 | 1 | 1
979 | 982 | Home B in zip code 10956 |  | 0 | 0 | 5 | 0 | 0 | 0 | 0 | 0 | 0 | 0 | 0 | 0 | 1 | 1
980 | 983 | Home B in zip code 10924 |  | 0 | 0 | 10 | 0 | 0 | 0 | 0 | 0 | 0 | 0 | 0 | 0 | 1 | 1
981 | 984 | Home A in zip code 12158 |  | 0 | 0 | 5 | 0 | 0 | 0 | 0 | 0 | 0 | 0 | 0 | 0 | 1 | 1
982 | 985 | Home B in zip code 11743 |  | 0 | 0 | 12.22 | 0 | 0 | 0 | 0 | 0 | 0 | 0 | 0 | 0 | 1 | 1
983 | 986 | Home A in zip code 11001 |  | 0 | 0 | 10.83 | 0 | 0 | 0 | 0 | 0 | 0 | 0 | 0 | 0 | 1 | 1
984 | 987 | Home A in zip code 11779 |  | 0 | 0 | 3 | 0 | 0 | 0 | 0 | 0 | 0 | 0 | 0 | 0 | 1 | 1
985 | 988 | Home A in zip code 12015 |  | 0 | 0 | 5 | 13.5 | 0 | 0 | 0 | 0 | 0 | 0 | 0 | 0 | 1 | 1
986 | 989 | Home A in zip code 12409 |  | 0 | 0 | 5 | 13.5 | 0 | 0 | 0 | 0 | 0 | 0 | 0 | 0 | 1 | 1
987 | 990 | Home A in zip code 12491 |  | 0 | 0 | 15 | 27 | 0 | 0 | 0 | 0 | 0 | 0 | 0 | 0 | 1 | 1
988 | 991 | Home A in zip code 12540 |  | 0 | 0 | 10 | 13.5 | 0 | 0 | 0 | 0 | 0 | 0 | 0 | 0 | 1 | 1
989 | 992 | Home A in zip code 12566 |  | 0 | 0 | 15.2 | 0 | 0 | 0 | 0 | 0 | 0 | 0 | 0 | 0 | 1 | 1
990 | 993 | Home A in zip code 11937 |  | 0 | 0 | 7.6 | 0 | 0 | 0 | 0 | 0 | 0 | 0 | 0 | 0 | 1 | 1
991 | 994 | Home F in zip code 10956 |  | 0 | 0 | 5 | 0 | 0 | 0 | 0 | 0 | 0 | 0 | 0 | 0 | 1 | 1
992 | 995 | Home A in zip code 11746 |  | 0 | 0 | 5 | 0 | 0 | 0 | 0 | 0 | 0 | 0 | 0 | 0 | 1 | 1
993 | 996 | Home A in zip code 11743 |  | 0 | 0 | 5.38 | 0 | 0 | 0 | 0 | 0 | 0 | 0 | 0 | 0 | 1 | 1
994 | 997 | Home A in zip code 11560 |  | 0 | 0 | 10 | 0 | 0 | 0 | 0 | 0 | 0 | 0 | 0 | 0 | 1 | 1
995 | 998 | Home A in zip code 11768 |  | 0 | 0 | 11.18 | 0 | 0 | 0 | 0 | 0 | 0 | 0 | 0 | 0 | 1 | 1
996 | 999 | Home A in zip code 11581 |  | 0 | 0 | 12 | 0 | 0 | 0 | 0 | 0 | 0 | 0 | 0 | 0 | 1 | 1
997 | 1000 | Facility A in zip code 10069 |  | 0 | 0 | 0 | 0 | 120 | 66 | 960 | 528 | 0 | 0 | 0 | 0 | 1 | 1
998 | 1001 | Facility A in zip code 10022 |  | 0 | 0 | 0 | 0 | 852.5 | 468.875 | 6820 | 3751 | 0 | 0 | 0 | 0 | 1 | 1
999 | 1002 | Facility A in zip code 10007 |  | 0 | 0 | 0 | 0 | 1040 | 572 | 8320 | 4576 | 0 | 0 | 0 | 0 | 1 | 1
1000 | 1003 | Facility B in zip code 10606 |  | 0 | 0 | 0 | 0 | 45 | 24.75 | 360 | 198 | 0 | 0 | 0 | 0 | 1 | 1
1001 | 1004 | Facility A in zip code 10703 |  | 0 | 0 | 0 | 0 | 280 | 154 | 2240 | 1232 | 0 | 0 | 0 | 0 | 1 | 1
1002 | 1005 | Facility B in zip code 10703 |  | 0 | 0 | 0 | 0 | 280 | 154 | 2240 | 1232 | 0 | 0 | 0 | 0 | 1 | 1
1003 | 1006 | Facility A in zip code 10980 |  | 0 | 0 | 0 | 0 | 200 | 110 | 1600 | 880 | 0 | 0 | 0 | 0 | 1 | 1
1004 | 1007 | Facility A in zip code 11553 |  | 0 | 0 | 0 | 0 | 720 | 396 | 5760 | 3168 | 0 | 0 | 0 | 0 | 1 | 1
1005 | 1008 | Facility A in zip code 11701 |  | 0 | 0 | 0 | 0 | 40 | 22 | 320 | 176 | 0 | 0 | 0 | 0 | 1 | 1
1006 | 1009 | Facility A in zip code 11706 |  | 0 | 0 | 0 | 0 | 40 | 22 | 320 | 176 | 0 | 0 | 0 | 0 | 1 | 1
1007 | 1010 | Facility A in zip code 11741 |  | 0 | 0 | 0 | 0 | 100 | 55 | 800 | 440 | 0 | 0 | 0 | 0 | 1 | 1
1008 | 1011 | Facility A in zip code 11746 |  | 0 | 0 | 0 | 0 | 200 | 110 | 1600 | 880 | 0 | 0 | 0 | 0 | 1 | 1
1009 | 1012 | Facility A in zip code 11779 |  | 0 | 0 | 0 | 0 | 20 | 11 | 160 | 88 | 0 | 0 | 0 | 0 | 1 | 1
1010 | 1013 | Facility B in zip code 11779 |  | 0 | 0 | 0 | 0 | 40 | 22 | 320 | 176 | 0 | 0 | 0 | 0 | 1 | 1
1011 | 1014 | Facility A in zip code 11757 |  | 0 | 0 | 0 | 0 | 240 | 132 | 1920 | 1056 | 0 | 0 | 0 | 0 | 1 | 1
1012 | 1015 | Facility B in zip code 11757 |  | 0 | 0 | 0 | 0 | 210 | 115.5 | 1680 | 924 | 0 | 0 | 0 | 0 | 1 | 1
1013 | 1016 | Facility A in zip code 12065 |  | 0 | 0 | 0 | 0 | 68.75 | 37.8125 | 550 | 302.5 | 0 | 0 | 0 | 0 | 1 | 1
1014 | 1017 | Facility A in zip code 12068 |  | 0 | 0 | 0 | 0 | 360 | 198 | 2880 | 1584 | 0 | 0 | 0 | 0 | 1 | 1
1015 | 1018 | Facility A in zip code 12095 |  | 0 | 0 | 0 | 0 | 200 | 110 | 1600 | 880 | 0 | 0 | 0 | 0 | 1 | 1
1016 | 1019 | Facility A in zip code 12208 |  | 0 | 0 | 0 | 0 | 60 | 33 | 480 | 264 | 0 | 0 | 0 | 0 | 1 | 1
1017 | 1020 | Facility A in zip code 12534 |  | 0 | 0 | 0 | 0 | 160 | 88 | 1280 | 704 | 0 | 0 | 0 | 0 | 1 | 1
1018 | 1021 | Facility A in zip code 12804 |  | 0 | 0 | 0 | 0 | 120 | 66 | 960 | 528 | 0 | 0 | 0 | 0 | 1 | 1
1019 | 1022 | Facility A in zip code 12901 |  | 0 | 0 | 0 | 0 | 80 | 44 | 640 | 352 | 0 | 0 | 0 | 0 | 1 | 1
1020 | 1023 | Facility A in zip code 13088 |  | 0 | 0 | 0 | 0 | 120 | 66 | 960 | 528 | 0 | 0 | 0 | 0 | 1 | 1
1021 | 1024 | Facility A in zip code 13602 |  | 0 | 0 | 0 | 0 | 160 | 88 | 1280 | 704 | 0 | 0 | 0 | 0 | 1 | 1
1022 | 1025 | Facility A in zip code 13673 |  | 0 | 0 | 0 | 0 | 40 | 22 | 320 | 176 | 0 | 0 | 0 | 0 | 1 | 1
1023 | 1026 | Facility A in zip code 13676 |  | 0 | 0 | 0 | 0 | 187.5 | 103.125 | 1500 | 825 | 0 | 0 | 0 | 0 | 1 | 1
1024 | 1027 | Facility A in zip code 13820 |  | 0 | 0 | 0 | 0 | 40 | 22 | 320 | 176 | 0 | 0 | 0 | 0 | 1 | 1
1025 | 1028 | Facility A in zip code 14059 |  | 0 | 0 | 0 | 0 | 140 | 77 | 1120 | 616 | 0 | 0 | 0 | 0 | 1 | 1
1026 | 1029 | Facility A in zip code 14094 |  | 0 | 0 | 0 | 0 | 180 | 99 | 1440 | 792 | 0 | 0 | 0 | 0 | 1 | 1
1027 | 1030 | Facility A in zip code 14136 |  | 0 | 0 | 0 | 0 | 180 | 99 | 1440 | 792 | 0 | 0 | 0 | 0 | 1 | 1
1028 | 1031 | Facility A in zip code 14202 |  | 0 | 0 | 0 | 0 | 3240 | 1782 | 25920 | 14256 | 0 | 0 | 0 | 0 | 1 | 1
1029 | 1032 | Facility A in zip code 14206 |  | 0 | 0 | 0 | 0 | 100 | 55 | 800 | 440 | 0 | 0 | 0 | 0 | 1 | 1
1030 | 1033 | Facility A in zip code 14472 |  | 0 | 0 | 0 | 0 | 60 | 33 | 480 | 264 | 0 | 0 | 0 | 0 | 1 | 1
1031 | 1034 | Facility A in zip code 14482 |  | 0 | 0 | 0 | 0 | 100 | 55 | 800 | 440 | 0 | 0 | 0 | 0 | 1 | 1
1032 | 1035 | Facility A in zip code 13341 |  | 0 | 0 | 0 | 0 | 200 | 110 | 1600 | 880 | 0 | 0 | 0 | 0 | 1 | 1
1033 | 1036 | Facility A in zip code 14609 |  | 0 | 0 | 0 | 0 | 100 | 55 | 800 | 440 | 0 | 0 | 0 | 0 | 1 | 1
1034 | 1037 | Facility A in zip code 14604 |  | 0 | 0 | 0 | 0 | 20 | 11 | 160 | 88 | 0 | 0 | 0 | 0 | 1 | 1
1035 | 1038 | Facility A in zip code 14622 |  | 0 | 0 | 0 | 0 | 180 | 99 | 1440 | 792 | 0 | 0 | 0 | 0 | 1 | 1
1036 | 1039 | Facility A in zip code 14760 |  | 0 | 0 | 0 | 0 | 160 | 88 | 1280 | 704 | 0 | 0 | 0 | 0 | 1 | 1
1037 | 1040 | Facility A in zip code 14821 |  | 0 | 0 | 0 | 0 | 360 | 198 | 2880 | 1584 | 0 | 0 | 0 | 0 | 1 | 1
1038 | 1041 | Facility A in zip code 14840 |  | 0 | 0 | 0 | 0 | 60 | 33 | 480 | 264 | 0 | 0 | 0 | 0 | 1 | 1
1039 | 1042 | Facility B in zip code 14840 |  | 0 | 0 | 0 | 0 | 100 | 55 | 800 | 440 | 0 | 0 | 0 | 0 | 1 | 1
1040 | 1043 | Facility C in zip code 14840 |  | 0 | 0 | 0 | 0 | 100 | 55 | 800 | 440 | 0 | 0 | 0 | 0 | 1 | 1
1041 | 1044 | Facility A in zip code 14843 |  | 0 | 0 | 0 | 0 | 160 | 88 | 1280 | 704 | 0 | 0 | 0 | 0 | 1 | 1
1042 | 1045 | Facility B in zip code 14843 |  | 0 | 0 | 0 | 0 | 40 | 22 | 320 | 176 | 0 | 0 | 0 | 0 | 1 | 1
1043 | 1046 | Facility C in zip code 14843 |  | 0 | 0 | 0 | 0 | 40 | 22 | 320 | 176 | 0 | 0 | 0 | 0 | 1 | 1
1044 | 1047 | Facility A in zip code 14901 |  | 0 | 0 | 0 | 0 | 40 | 22 | 320 | 176 | 0 | 0 | 0 | 0 | 1 | 1
1045 | 1048 | Facility A in zip code 12189 |  | 0 | 0 | 0 | 0 | 80 | 44 | 640 | 352 | 0 | 0 | 0 | 0 | 1 | 1
1046 | 1049 | Home A in zip code 12494 |  | 0 | 0 | 10 | 0 | 0 | 0 | 0 | 0 | 0 | 0 | 0 | 0 | 1 | 1
1047 | 1050 | HomeB in zip code 11040 |  | 0 | 0 | 9 | 0 | 0 | 0 | 0 | 0 | 0 | 0 | 0 | 0 | 1 | 1
1048 | 1051 | Home C in zip code 11576 |  | 0 | 0 | 14.25 | 0 | 0 | 0 | 0 | 0 | 0 | 0 | 0 | 0 | 1 | 1
1049 | 707 | Credit Suisse |  | 0 | 0 | 0 | 0 | 840 | 462 | 6720 | 3696 | 0 | 0 | 0 | 0 | 1 | 1
1050 | 1053 | Home A in zip code 10954 |  | 0 | 0 | 10 | 0 | 0 | 0 | 0 | 0 | 0 | 0 | 0 | 0 | 1 | 1
1051 | 1054 | Home A in zip code 10992 |  | 0 | 0 | 5 | 0 | 0 | 0 | 0 | 0 | 0 | 0 | 0 | 0 | 1 | 1
1052 | 1055 | Home A in zip code 11940 |  | 0 | 0 | 7.6 | 0 | 0 | 0 | 0 | 0 | 0 | 0 | 0 | 0 | 1 | 1
1053 | 1056 | Home A in zip code 11762 |  | 0 | 0 | 6.94 | 0 | 0 | 0 | 0 | 0 | 0 | 0 | 0 | 0 | 1 | 1
1054 | 1057 | Home A in zip code 11572 |  | 0 | 0 | 5.2 | 0 | 0 | 0 | 0 | 0 | 0 | 0 | 0 | 0 | 1 | 1
1055 | 1058 | Home A in zip code 11706 |  | 0 | 0 | 11.4 | 0 | 0 | 0 | 0 | 0 | 0 | 0 | 0 | 0 | 1 | 1
1056 | 1059 | Home A in zip code 11777 |  | 0 | 0 | 16 | 0 | 0 | 0 | 0 | 0 | 0 | 0 | 0 | 0 | 1 | 1
1057 | 1060 | Home A in zip code 10530 |  | 0 | 0 | 5 | 0 | 0 | 0 | 0 | 0 | 0 | 0 | 0 | 0 | 1 | 1
1058 | 1061 | Home A in zip code 10590 |  | 0 | 0 | 5 | 0 | 0 | 0 | 0 | 0 | 0 | 0 | 0 | 0 | 1 | 1
1059 | 1062 | Rockefeller Center |  | 0 | 0 | 0 | 0 | 1448.75 | 796.8125 | 11590 | 6374.5 | 0 | 0 | 0 | 0 | 1 | 1
1060 | 1063 | Home B in zip code 10918 |  | 0 | 0 | 10 | 0 | 0 | 0 | 0 | 0 | 0 | 0 | 0 | 0 | 1 | 1
1061 | 1064 | Home A in zip code 12549 |  | 0 | 0 | 10 | 0 | 0 | 0 | 0 | 0 | 0 | 0 | 0 | 0 | 1 | 1
1062 | 1065 | Home A in zip code 10923 |  | 0 | 0 | 10 | 0 | 0 | 0 | 0 | 0 | 0 | 0 | 0 | 0 | 1 | 1
1063 | 1066 | Village of Albion |  | 1310.4 | 0 | 0 | 0 | 0 | 0 | 0 | 0 | 0 | 0 | 0 | 0 | 1 | 1
1064 | 1067 | Luna Park Apartments - Building 4 |  | 100 | 613 | 0 | 0 | 0 | 0 | 0 | 0 | 0 | 0 | 0 | 0 | 1 | 1
1065 | 1068 | Chester NY 1, LLC |  | 2709.63 | 0 | 0 | 0 | 0 | 0 | 0 | 0 | 0 | 0 | 0 | 0 | 1 | 1
1066 | 1070 | Franklin County Solid Waste |  | 3491 | 0 | 0 | 0 | 0 | 0 | 0 | 0 | 0 | 0 | 0 | 0 | 2 | 2
1067 | 1071 | Hudson Solar OCCF |  | 383.4 | 0 | 0 | 0 | 0 | 0 | 0 | 0 | 0 | 0 | 0 | 0 | 1 | 1
1068 | 1069 | Crans Mill Road Solar Project |  | 2794.5 | 0 | 0 | 0 | 0 | 0 | 0 | 0 | 0 | 0 | 0 | 0 | 1 | 1
1069 | 1072 | New York Towers |  | 795 | 4257 | 0 | 0 | 0 | 0 | 0 | 0 | 0 | 0 | 0 | 0 | 1 | 1
1070 | 502 | Steel Sun 1 & 2 |  | 0 | 0 | 0 | 0 | 0 | 0 | 0 | 0 | 0 | 0 | 0 | 0 | 1 | 1
1071 | 1073 | Underhill |  | 3011.04 | 0 | 0 | 0 | 0 | 0 | 0 | 0 | 0 | 0 | 0 | 0 | 1 | 1
1072 | 1074 | Grabinski Solar |  | 3002.19 | 0 | 0 | 0 | 0 | 0 | 0 | 0 | 0 | 0 | 0 | 0 | 1 | 1
1073 | 1075 | Rivercross Tenants Corp | Rivercross | 400 | 2452 | 0 | 0 | 0 | 0 | 0 | 0 | 0 | 0 | 0 | 0 | 1 | 1
1074 | 1076 | Bluestone |  | 3012.75 | 0 | 0 | 0 | 0 | 0 | 0 | 0 | 0 | 0 | 0 | 0 | 1 | 1
1075 | 1077 | Hoosac School |  | 474.24 | 0 | 0 | 0 | 0 | 0 | 0 | 0 | 0 | 0 | 0 | 0 | 1 | 1
1076 | 1078 | Manhattan Beer Distributors - Suffern 2 |  | 895.05 | 0 | 0 | 0 | 0 | 0 | 0 | 0 | 0 | 0 | 0 | 0 | 1 | 1
1077 | 1079 | Delaware River Solar 297 Boas Rd |  | 8420.16 | 0 | 0 | 0 | 0 | 0 | 0 | 0 | 0 | 0 | 0 | 0 | 3 | 3
1078 | 1080 | Delaware River Solar - Podunk Road |  | 2744.82 | 0 | 0 | 0 | 0 | 0 | 0 | 0 | 0 | 0 | 0 | 0 | 1 | 1
1079 | 1081 | Luna Park Apartments - Building 5 |  | 100 | 613 | 0 | 0 | 0 | 0 | 0 | 0 | 0 | 0 | 0 | 0 | 1 | 1
1080 | 1082 | Home C in zip code 10549 |  | 0 | 0 | 3.8 | 0 | 0 | 0 | 0 | 0 | 0 | 0 | 0 | 0 | 1 | 1
1081 | 1083 | Home B in zip code 10549 |  | 0 | 0 | 5 | 0 | 0 | 0 | 0 | 0 | 0 | 0 | 0 | 0 | 1 | 1
1082 | 1084 | Home B in zip code 10920 |  | 0 | 0 | 10 | 0 | 0 | 0 | 0 | 0 | 0 | 0 | 0 | 0 | 1 | 1
1083 | 1085 | Home G in zip code 10956 |  | 0 | 0 | 10 | 0 | 0 | 0 | 0 | 0 | 0 | 0 | 0 | 0 | 1 | 1
1084 | 1086 | Home C in zip code 10990 |  | 0 | 0 | 10 | 0 | 0 | 0 | 0 | 0 | 0 | 0 | 0 | 0 | 1 | 1
1085 | 1087 | Home A in zip code 11554 |  | 0 | 0 | 7.6 | 0 | 0 | 0 | 0 | 0 | 0 | 0 | 0 | 0 | 1 | 1
1086 | 1088 | Home A in zip code 11702 |  | 0 | 0 | 11.93 | 0 | 0 | 0 | 0 | 0 | 0 | 0 | 0 | 0 | 1 | 1
1087 | 1089 | Home A in zip code 11757 |  | 0 | 0 | 5.2 | 0 | 0 | 0 | 0 | 0 | 0 | 0 | 0 | 0 | 1 | 1
1088 | 1090 | Home B in zip code 11757 |  | 0 | 0 | 6 | 0 | 0 | 0 | 0 | 0 | 0 | 0 | 0 | 0 | 1 | 1
1089 | 1091 | Home A in zip code 11803 |  | 0 | 0 | 6.6 | 0 | 0 | 0 | 0 | 0 | 0 | 0 | 0 | 0 | 1 | 1
1090 | 1092 | Home B in zip code 11937 |  | 0 | 0 | 3.8 | 0 | 0 | 0 | 0 | 0 | 0 | 0 | 0 | 0 | 1 | 1
1091 | 1093 | Home B in zip code 11952 |  | 0 | 0 | 8 | 0 | 0 | 0 | 0 | 0 | 0 | 0 | 0 | 0 | 1 | 1
1092 | 1094 | Home A in zip code 11963 |  | 0 | 0 | 10 | 0 | 0 | 0 | 0 | 0 | 0 | 0 | 0 | 0 | 1 | 1
1093 | 1095 | Home B in zip code 12494 |  | 0 | 0 | 5 | 13.5 | 0 | 0 | 0 | 0 | 0 | 0 | 0 | 0 | 1 | 1
1094 | 1096 | Home B in zip code 12737 |  | 0 | 0 | 5 | 0 | 0 | 0 | 0 | 0 | 0 | 0 | 0 | 0 | 1 | 1
1095 | 1097 | Greenville NY 1, LLC |  | 2299 | 0 | 0 | 0 | 0 | 0 | 0 | 0 | 0 | 0 | 0 | 0 | 1 | 1
1096 | 1098 | Abundant Solar Power Bennett |  | 1982.68 | 0 | 0 | 0 | 0 | 0 | 0 | 0 | 0 | 0 | 0 | 0 | 1 | 1
1097 | 1099 | Abundant Solar Power Macedon |  | 2841.16 | 0 | 0 | 0 | 0 | 0 | 0 | 0 | 0 | 0 | 0 | 0 | 1 | 1
1098 | 1100 | Abundant Solar Power Whittier |  | 2575.44 | 0 | 0 | 0 | 0 | 0 | 0 | 0 | 0 | 0 | 0 | 0 | 1 | 1
1099 | 1101 | Abundant Solar Power Williamson |  | 2759.4 | 0 | 0 | 0 | 0 | 0 | 0 | 0 | 0 | 0 | 0 | 0 | 1 | 1
1100 | 1102 | Seneca Lake Solar LLC |  | 3062.4 | 0 | 0 | 0 | 0 | 0 | 0 | 0 | 0 | 0 | 0 | 0 | 1 | 1
1101 | 1103 | Mohonasen CSD |  | 1533.87 | 0 | 0 | 0 | 0 | 0 | 0 | 0 | 0 | 0 | 0 | 0 | 1 | 1
1102 | 1104 | Village View 1 |  | 125 | 780 | 0 | 0 | 0 | 0 | 0 | 0 | 0 | 0 | 0 | 0 | 1 | 1
1103 | 1105 | Village View 2 |  | 125 | 780 | 0 | 0 | 0 | 0 | 0 | 0 | 0 | 0 | 0 | 0 | 1 | 1
1104 | 1106 | Village View 3 |  | 125 | 780 | 0 | 0 | 0 | 0 | 0 | 0 | 0 | 0 | 0 | 0 | 1 | 1
1105 | 1107 | Village View 5 |  | 125 | 780 | 0 | 0 | 0 | 0 | 0 | 0 | 0 | 0 | 0 | 0 | 1 | 1
1106 | 1108 | Solar Farms New York - 256 Van Etten |  | 2994.875 | 0 | 0 | 0 | 0 | 0 | 0 | 0 | 0 | 0 | 0 | 0 | 1 | 1
1107 | 1109 | Solar Farms New York - 292 Van Etten |  | 5990.225 | 0 | 0 | 0 | 0 | 0 | 0 | 0 | 0 | 0 | 0 | 0 | 1 | 1
1108 | 1110 | Solar Farms New York - 350 Van Etten |  | 14951.965 | 0 | 0 | 0 | 0 | 0 | 0 | 0 | 0 | 0 | 0 | 0 | 3 | 3
1109 | 1111 | Nexamp Solar, LLC |  | 5209.92 | 0 | 0 | 0 | 0 | 0 | 0 | 0 | 0 | 0 | 0 | 0 | 1 | 1
1110 | 1112 | Cricket Hill Solar, LLC | Cricket Hill Solar, LLC - 67652 | 3065.04 | 0 | 0 | 0 | 0 | 0 | 0 | 0 | 0 | 0 | 0 | 0 | 1 | 1
1111 | 1113 | Three Boroughs LLC |  | 1101.6 | 0 | 0 | 0 | 0 | 0 | 0 | 0 | 0 | 0 | 0 | 0 | 1 | 1
1112 | 1114 | Ellsworth Solar, LLC |  | 3062.4 | 0 | 0 | 0 | 0 | 0 | 0 | 0 | 0 | 0 | 0 | 0 | 1 | 1
1113 | 1115 | Ellsworth II |  | 3062.4 | 0 | 0 | 0 | 0 | 0 | 0 | 0 | 0 | 0 | 0 | 0 | 1 | 1
1114 | 1116 | Solar Farms New York - Baldwins Community Solar |  | 2757.24 | 0 | 0 | 0 | 0 | 0 | 0 | 0 | 0 | 0 | 0 | 0 | 1 | 1
1115 | 1117 | Home A in zip code 10520 |  | 0 | 0 | 10 | 0 | 0 | 0 | 0 | 0 | 0 | 0 | 0 | 0 | 1 | 1
1116 | 1118 | Home C in zip code 10510 |  | 0 | 0 | 10 | 0 | 0 | 0 | 0 | 0 | 0 | 0 | 0 | 0 | 1 | 1
1117 | 1119 | Home C in zip code 10562 |  | 0 | 0 | 10 | 0 | 0 | 0 | 0 | 0 | 0 | 0 | 0 | 0 | 1 | 1
1118 | 1120 | Home C in zip code 10510 |  | 0 | 0 | 10 | 0 | 0 | 0 | 0 | 0 | 0 | 0 | 0 | 0 | 1 | 1
1119 | 1121 | Home B in zip code 10552 |  | 0 | 0 | 10 | 0 | 0 | 0 | 0 | 0 | 0 | 0 | 0 | 0 | 1 | 1
1120 | 1122 | Home A in zip code 10504 |  | 0 | 0 | 10 | 0 | 0 | 0 | 0 | 0 | 0 | 0 | 0 | 0 | 1 | 1
1121 | 1123 | Home B in zip code 10583 |  | 0 | 0 | 10 | 0 | 0 | 0 | 0 | 0 | 0 | 0 | 0 | 0 | 1 | 1
1122 | 1124 | Home B in zip code 10566 |  | 0 | 0 | 5 | 0 | 0 | 0 | 0 | 0 | 0 | 0 | 0 | 0 | 1 | 1
1123 | 1125 | Home D in zip code 10562 |  | 0 | 0 | 5 | 0 | 0 | 0 | 0 | 0 | 0 | 0 | 0 | 0 | 1 | 1
1124 | 1126 | Home B in zip code 10705 |  | 0 | 0 | 5 | 0 | 0 | 0 | 0 | 0 | 0 | 0 | 0 | 0 | 1 | 1
1125 | 1127 | Home B in zip code 10804 |  | 0 | 0 | 5 | 0 | 0 | 0 | 0 | 0 | 0 | 0 | 0 | 0 | 1 | 1
1126 | 1128 | Home C in zip code 10918 |  | 0 | 0 | 5 | 0 | 0 | 0 | 0 | 0 | 0 | 0 | 0 | 0 | 1 | 1
1127 | 1129 | Home A in zip code 10925 |  | 0 | 0 | 4 | 0 | 0 | 0 | 0 | 0 | 0 | 0 | 0 | 0 | 1 | 1
1128 | 1130 | Home B in zip code 12603 |  | 0 | 0 | 10 | 0 | 0 | 0 | 0 | 0 | 0 | 0 | 0 | 0 | 1 | 1
1129 | 1131 | Home E in zip code 12550 |  | 0 | 0 | 5 | 0 | 0 | 0 | 0 | 0 | 0 | 0 | 0 | 0 | 1 | 1
1130 | 1132 | Home A in zip code 10981 |  | 0 | 0 | 10 | 0 | 0 | 0 | 0 | 0 | 0 | 0 | 0 | 0 | 1 | 1
1131 | 1133 | Home C in zip code 12550 |  | 0 | 0 | 15 | 0 | 0 | 0 | 0 | 0 | 0 | 0 | 0 | 0 | 1 | 1
1132 | 1134 | Home D in zip code 12538 |  | 0 | 0 | 10 | 0 | 0 | 0 | 0 | 0 | 0 | 0 | 0 | 0 | 1 | 1
1133 | 1135 | Home A in zip code 12458 |  | 0 | 0 | 10 | 0 | 0 | 0 | 0 | 0 | 0 | 0 | 0 | 0 | 1 | 1
1134 | 1136 | Home B in zip code 12409 |  | 0 | 0 | 10 | 0 | 0 | 0 | 0 | 0 | 0 | 0 | 0 | 0 | 1 | 1
1135 | 1137 | Home B in zip code 12446 |  | 0 | 0 | 15 | 0 | 0 | 0 | 0 | 0 | 0 | 0 | 0 | 0 | 1 | 1
1136 | 1138 | Home A in zip code 12514 |  | 0 | 0 | 10 | 0 | 0 | 0 | 0 | 0 | 0 | 0 | 0 | 0 | 1 | 1
1137 | 1139 | Home C in zip code 12508 |  | 0 | 0 | 5 | 0 | 0 | 0 | 0 | 0 | 0 | 0 | 0 | 0 | 1 | 1
1138 | 1140 | Home C in zip code 12446 |  | 0 | 0 | 10 | 0 | 0 | 0 | 0 | 0 | 0 | 0 | 0 | 0 | 1 | 1
1139 | 1141 | Home B in zip code 10954 |  | 0 | 0 | 20 | 0 | 0 | 0 | 0 | 0 | 0 | 0 | 0 | 0 | 1 | 1
1140 | 1142 | Home B in zip code 10524 |  | 0 | 0 | 10 | 0 | 0 | 0 | 0 | 0 | 0 | 0 | 0 | 0 | 1 | 1
1141 | 1143 | Home C in zip code 12477 |  | 0 | 0 | 5 | 0 | 0 | 0 | 0 | 0 | 0 | 0 | 0 | 0 | 1 | 1
1142 | 1144 | Home B in zip code 12578 |  | 0 | 0 | 5 | 0 | 0 | 0 | 0 | 0 | 0 | 0 | 0 | 0 | 1 | 1
1143 | 1145 | Home B in zip code 12572 |  | 0 | 0 | 5 | 0 | 0 | 0 | 0 | 0 | 0 | 0 | 0 | 0 | 1 | 1
1144 | 1146 | Home A in zip code 10704 |  | 0 | 0 | 3.8 | 0 | 0 | 0 | 0 | 0 | 0 | 0 | 0 | 0 | 1 | 1
1145 | 1147 | Home D in zip code 12550 |  | 0 | 0 | 5 | 0 | 0 | 0 | 0 | 0 | 0 | 0 | 0 | 0 | 1 | 1
1146 | 1148 | Home A in zip code 12515 |  | 0 | 0 | 5 | 0 | 0 | 0 | 0 | 0 | 0 | 0 | 0 | 0 | 1 | 1
1147 | 1149 | Home A in zip code 12528 |  | 0 | 0 | 15 | 0 | 0 | 0 | 0 | 0 | 0 | 0 | 0 | 0 | 1 | 1
1148 | 1150 | Home A in zip code 12586 |  | 0 | 0 | 10 | 0 | 0 | 0 | 0 | 0 | 0 | 0 | 0 | 0 | 1 | 1
1149 | 1151 | Home C in zip code 12538 |  | 0 | 0 | 10 | 0 | 0 | 0 | 0 | 0 | 0 | 0 | 0 | 0 | 1 | 1
1150 | 1152 | Home A in zip code 12518 |  | 0 | 0 | 5 | 0 | 0 | 0 | 0 | 0 | 0 | 0 | 0 | 0 | 1 | 1
1151 | 1153 | Home D in zip code 10990 |  | 0 | 0 | 10 | 0 | 0 | 0 | 0 | 0 | 0 | 0 | 0 | 0 | 1 | 1
1152 | 1154 | Home B in zip code 12461 |  | 0 | 0 | 5 | 0 | 0 | 0 | 0 | 0 | 0 | 0 | 0 | 0 | 1 | 1
1153 | 1155 | Home A in zip code 12443 |  | 0 | 0 | 10 | 0 | 0 | 0 | 0 | 0 | 0 | 0 | 0 | 0 | 1 | 1
1154 | 1156 | Felician Sisters |  | 239.94 | 0 | 0 | 0 | 0 | 0 | 0 | 0 | 0 | 0 | 0 | 0 | 1 | 1
1155 | 1157 | Sing PO Property, LLC |  | 380.16 | 0 | 0 | 0 | 0 | 0 | 0 | 0 | 0 | 0 | 0 | 0 | 1 | 1
1156 | 1158 | Riley Road Windsor LLC |  | 2772 | 0 | 0 | 0 | 0 | 0 | 0 | 0 | 0 | 0 | 0 | 0 | 1 | 1
1157 | 1159 | Brick Church Solar 1 - West, LLC |  | 5363.82 | 0 | 0 | 0 | 0 | 0 | 0 | 0 | 0 | 0 | 0 | 0 | 1 | 1
1158 | 1160 | Riley Road Windsor LLC |  | 2772 | 0 | 0 | 0 | 0 | 0 | 0 | 0 | 0 | 0 | 0 | 0 | 1 | 1
1159 | 1161 | Village View 4 |  | 125 | 780 | 0 | 0 | 0 | 0 | 0 | 0 | 0 | 0 | 0 | 0 | 1 | 1
1160 | 1162 | Village View 6 |  | 125 | 780 | 0 | 0 | 0 | 0 | 0 | 0 | 0 | 0 | 0 | 0 | 1 | 1
1161 | 1163 | Village View 7 |  | 125 | 780 | 0 | 0 | 0 | 0 | 0 | 0 | 0 | 0 | 0 | 0 | 1 | 1
1162 | 1164 | 200 East 57th |  | 125 | 780 | 0 | 0 | 0 | 0 | 0 | 0 | 0 | 0 | 0 | 0 | 1 | 1
1163 | 1165 | Savoy Apartments |  | 35 | 238 | 0 | 0 | 0 | 0 | 0 | 0 | 0 | 0 | 0 | 0 | 1 | 1
1164 | 1166 | Frog Hollow Solar - LLC |  | 3003 | 0 | 0 | 0 | 0 | 0 | 0 | 0 | 0 | 0 | 0 | 0 | 1 | 1
1165 | 1167 | Greenwich Club Residences |  | 200 | 1226 | 0 | 0 | 0 | 0 | 0 | 0 | 0 | 0 | 0 | 0 | 1 | 1
1166 | 1168 | Oneida County Sewer District WPCP |  | 600 | 0 | 0 | 0 | 0 | 0 | 0 | 0 | 0 | 0 | 0 | 0 | 1 | 1
1167 | 1169 | Mount Hope Solar 1 (East) |  | 2793.6 | 0 | 0 | 0 | 0 | 0 | 0 | 0 | 0 | 0 | 0 | 0 | 1 | 1
1168 | 1170 | Fairview |  | 300 | 1839 | 0 | 0 | 0 | 0 | 0 | 0 | 0 | 0 | 0 | 0 | 1 | 1
1169 | 1171 | Mima Apartments |  | 530 | 2531 | 0 | 0 | 0 | 0 | 0 | 0 | 0 | 0 | 0 | 0 | 1 | 1
1170 | 1172 | Lafayette Apartments |  | 300 | 1839 | 0 | 0 | 0 | 0 | 0 | 0 | 0 | 0 | 0 | 0 | 1 | 1
1171 | 1173 | Port Jervis Solar |  | 1310.4 | 0 | 0 | 0 | 0 | 0 | 0 | 0 | 0 | 0 | 0 | 0 | 1 | 1
1172 | 1174 | Amphenol - East |  | 3539.7 | 0 | 0 | 0 | 0 | 0 | 0 | 0 | 0 | 0 | 0 | 0 | 1 | 1
1173 | 1175 | Amphenol - West |  | 2794.5 | 0 | 0 | 0 | 0 | 0 | 0 | 0 | 0 | 0 | 0 | 0 | 1 | 1
1174 | 1176 | CDG Huron Solar 1 |  | 1776.6 | 0 | 0 | 0 | 0 | 0 | 0 | 0 | 0 | 0 | 0 | 0 | 1 | 1
1175 | 1177 | Cubit Power - Staten Island Ice |  | 10800 | 0 | 0 | 0 | 0 | 0 | 0 | 0 | 0 | 0 | 0 | 0 | 1 | 1
1176 | 1178 | Pool Brook - NY Laurens I - 149 Pool Brook Rd |  | 2732.4 | 0 | 0 | 0 | 0 | 0 | 0 | 0 | 0 | 0 | 0 | 0 | 1 | 1
1177 | 1179 | Kelly Bridge - NY Liberty I - 83 Kelly Bridge Road |  | 2751.03 | 0 | 0 | 0 | 0 | 0 | 0 | 0 | 0 | 0 | 0 | 0 | 1 | 1
1178 | 1180 | Burritt Road - NY Parma I - 146 Burritt Road |  | 2772 | 0 | 0 | 0 | 0 | 0 | 0 | 0 | 0 | 0 | 0 | 0 | 1 | 1
1179 | 1181 | Washington - NY Ogden - 760 Washington Street |  | 2757.24 | 0 | 0 | 0 | 0 | 0 | 0 | 0 | 0 | 0 | 0 | 0 | 3 | 3
1180 | 1182 | 93 Villa Roma Rd |  | 9350.64 | 0 | 0 | 0 | 0 | 0 | 0 | 0 | 0 | 0 | 0 | 0 | 2 | 2
1182 | 1185 | Sackett Lake 1 - NY Thompson I - 585 South Maplewood Rd |  | 2782.08 | 0 | 0 | 0 | 0 | 0 | 0 | 0 | 0 | 0 | 0 | 0 | 1 | 1
1183 | 1187 | 180 West End |  | 200 | 1286.4 | 0 | 0 | 0 | 0 | 0 | 0 | 0 | 0 | 0 | 0 | 1 | 1
1184 | 1188 | The Promenade |  | 100 | 643.2 | 0 | 0 | 0 | 0 | 0 | 0 | 0 | 0 | 0 | 0 | 1 | 1
1186 | 1190 | Delaware River Solar 309 Hospital Road |  | 1689.12 | 0 | 0 | 0 | 0 | 0 | 0 | 0 | 0 | 0 | 0 | 0 | 1 | 1
1187 | 1191 | Delaware River Solar (Woodoak Drive) |  | 2704.8 | 0 | 0 | 0 | 0 | 0 | 0 | 0 | 0 | 0 | 0 | 0 | 1 | 1
1188 | 1192 | Solar Farms New York - Cascadilla Community Solar Farm at Cornell, North |  | 13461.9 | 0 | 0 | 0 | 0 | 0 | 0 | 0 | 0 | 0 | 0 | 0 | 4 | 4
1189 | 1182 | 93 Villa Roma Rd |  | 0 | 0 | 0 | 0 | 0 | 0 | 0 | 0 | 0 | 0 | 0 | 0 | 2 | 2
1190 | 1193 | Solar Farms New York - Cascadilla Community Solar Farm at Cornell, South |  | 8961.03 | 0 | 0 | 0 | 0 | 0 | 0 | 0 | 0 | 0 | 0 | 0 | 3 | 3
1191 | 1194 | Solar Farms New York - Cascadilla Community Solar Farm at Cornell, South 2 |  | 4473.96 | 0 | 0 | 0 | 0 | 0 | 0 | 0 | 0 | 0 | 0 | 0 | 1 | 1
1192 | 1195 | Red Hook CSA, LLC |  | 2444.26 | 0 | 0 | 0 | 0 | 0 | 0 | 0 | 0 | 0 | 0 | 0 | 1 | 1
1193 | 1196 | Solitude Solar LLC - Sugar Hill Rd |  | 6901.2 | 0 | 0 | 0 | 0 | 0 | 0 | 0 | 0 | 0 | 0 | 0 | 1 | 1
1195 | 1197 | New Beginnings Solar, LLC |  | 3024 | 0 | 0 | 0 | 0 | 0 | 0 | 0 | 0 | 0 | 0 | 0 | 1 | 1
1196 | 1198 | Bogart Solar, LLC |  | 3001.44 | 0 | 0 | 0 | 0 | 0 | 0 | 0 | 0 | 0 | 0 | 0 | 1 | 1
1197 | 1199 | Reisender Solar, LLC |  | 3017.25 | 0 | 0 | 0 | 0 | 0 | 0 | 0 | 0 | 0 | 0 | 0 | 1 | 1
1198 | 1201 | Zerega Bronx |  | 630.72 | 0 | 0 | 0 | 0 | 0 | 0 | 0 | 0 | 0 | 0 | 0 | 1 | 1
1200 | 1202 | Boas 4 - NY Mooers IV |  | 2794.5 | 0 | 0 | 0 | 0 | 0 | 0 | 0 | 0 | 0 | 0 | 0 | 1 | 1
1201 | 1203 | Pine Plains Central School District |  | 471.24 | 0 | 0 | 0 | 0 | 0 | 0 | 0 | 0 | 0 | 0 | 0 | 1 | 1
1202 | 1204 | ORDA/Whiteface Mountain |  | 2706.21 | 0 | 0 | 0 | 0 | 0 | 0 | 0 | 0 | 0 | 0 | 0 | 1 | 1
1203 | 1205 | Delaware River Solar, LLC |  | 6289.92 | 0 | 0 | 0 | 0 | 0 | 0 | 0 | 0 | 0 | 0 | 0 | 1 | 1
1204 | 1206 | Facility A in 10031 |  | 0 | 0 | 100 | 0 | 0 | 0 | 0 | 0 | 0 | 0 | 0 | 0 | 1 | 1
1205 | 1207 | Home B in 13820 |  | 0 | 0 | 10 | 0 | 0 | 0 | 0 | 0 | 0 | 0 | 0 | 0 | 1 | 1
1206 | 1208 | Home A in 13808 |  | 0 | 0 | 5 | 0 | 0 | 0 | 0 | 0 | 0 | 0 | 0 | 0 | 1 | 1
1207 | 1209 | Home A in 10509 |  | 0 | 0 | 10 | 0 | 0 | 0 | 0 | 0 | 0 | 0 | 0 | 0 | 1 | 1
1208 | 1210 | Home A in 12754 |  | 0 | 0 | 15 | 0 | 0 | 0 | 0 | 0 | 0 | 0 | 0 | 0 | 1 | 1
1209 | 1211 | Home A in 10598 |  | 0 | 0 | 10 | 0 | 0 | 0 | 0 | 0 | 0 | 0 | 0 | 0 | 1 | 1
1210 | 1212 | Home A in 12457 |  | 0 | 0 | 9.8 | 0 | 0 | 0 | 0 | 0 | 0 | 0 | 0 | 0 | 1 | 1
1211 | 1213 | Home A in 12563 |  | 0 | 0 | 5 | 0 | 0 | 0 | 0 | 0 | 0 | 0 | 0 | 0 | 1 | 1
1212 | 1214 | Home A in 10526 |  | 0 | 0 | 5 | 0 | 0 | 0 | 0 | 0 | 0 | 0 | 0 | 0 | 1 | 1
1213 | 1215 | Home A in 12076 |  | 0 | 0 | 5 | 0 | 0 | 0 | 0 | 0 | 0 | 0 | 0 | 0 | 1 | 1
1214 | 1216 | Home A in 12732 |  | 0 | 0 | 5 | 0 | 0 | 0 | 0 | 0 | 0 | 0 | 0 | 0 | 1 | 1
1215 | 1217 | Home A in 12168 |  | 0 | 0 | 10 | 0 | 0 | 0 | 0 | 0 | 0 | 0 | 0 | 0 | 1 | 1
1216 | 1218 | Home B in 12586 |  | 0 | 0 | 5 | 0 | 0 | 0 | 0 | 0 | 0 | 0 | 0 | 0 | 1 | 1
1217 | 1219 | Home B in 10590 |  | 0 | 0 | 10 | 0 | 0 | 0 | 0 | 0 | 0 | 0 | 0 | 0 | 1 | 1
1218 | 1220 | Home A in 12564 |  | 0 | 0 | 5 | 0 | 0 | 0 | 0 | 0 | 0 | 0 | 0 | 0 | 1 | 1
1219 | 1221 | Home B in 10536 |  | 0 | 0 | 10 | 0 | 0 | 0 | 0 | 0 | 0 | 0 | 0 | 0 | 1 | 1
1220 | 1222 | Home A in 10536 |  | 0 | 0 | 5 | 0 | 0 | 0 | 0 | 0 | 0 | 0 | 0 | 0 | 1 | 1
1221 | 1223 | Home C in 10536 |  | 0 | 0 | 5 | 0 | 0 | 0 | 0 | 0 | 0 | 0 | 0 | 0 | 1 | 1
1222 | 1224 | Home A in 10603 |  | 0 | 0 | 27 | 0 | 0 | 0 | 0 | 0 | 0 | 0 | 0 | 0 | 1 | 1
1223 | 1225 | Home A in 12018 |  | 0 | 0 | 8 | 0 | 0 | 0 | 0 | 0 | 0 | 0 | 0 | 0 | 1 | 1
1224 | 1226 | Home A in 13832 |  | 0 | 0 | 4.8 | 0 | 0 | 0 | 0 | 0 | 0 | 0 | 0 | 0 | 1 | 1
1225 | 1227 | Home A in 12529 |  | 0 | 0 | 8.35 | 0 | 0 | 0 | 0 | 0 | 0 | 0 | 0 | 0 | 1 | 1
1226 | 1228 | Home B in 12563 |  | 0 | 0 | 20 | 0 | 0 | 0 | 0 | 0 | 0 | 0 | 0 | 0 | 1 | 1
1227 | 1229 | Home A in 14883 |  | 0 | 0 | 7 | 0 | 0 | 0 | 0 | 0 | 0 | 0 | 0 | 0 | 1 | 1
1228 | 1230 | Home A in 12531 |  | 0 | 0 | 4 | 0 | 0 | 0 | 0 | 0 | 0 | 0 | 0 | 0 | 1 | 1
1229 | 1231 | Home B in 12424 |  | 0 | 0 | 8.35 | 0 | 0 | 0 | 0 | 0 | 0 | 0 | 0 | 0 | 1 | 1
1230 | 1232 | Home A in 10576 |  | 0 | 0 | 8 | 0 | 0 | 0 | 0 | 0 | 0 | 0 | 0 | 0 | 1 | 1
1231 | 1233 | Home B in 12440 |  | 0 | 0 | 6.8 | 0 | 0 | 0 | 0 | 0 | 0 | 0 | 0 | 0 | 1 | 1
1232 | 1234 | Home A in 14527 |  | 0 | 0 | 7 | 0 | 0 | 0 | 0 | 0 | 0 | 0 | 0 | 0 | 1 | 1
1233 | 1235 | Home A in 14625 |  | 0 | 0 | 6.6 | 0 | 0 | 0 | 0 | 0 | 0 | 0 | 0 | 0 | 1 | 1
1234 | 1236 | Home B in 12901 |  | 0 | 0 | 7.6 | 0 | 0 | 0 | 0 | 0 | 0 | 0 | 0 | 0 | 1 | 1
1235 | 1237 | Home A in 13326 |  | 0 | 0 | 5 | 0 | 0 | 0 | 0 | 0 | 0 | 0 | 0 | 0 | 1 | 1
1236 | 1238 | Home C in 10590 |  | 0 | 0 | 10 | 0 | 0 | 0 | 0 | 0 | 0 | 0 | 0 | 0 | 1 | 1
1237 | 1239 | Home D in 10549 |  | 0 | 0 | 10 | 0 | 0 | 0 | 0 | 0 | 0 | 0 | 0 | 0 | 1 | 1
1238 | 1240 | Home A in 12165 |  | 0 | 0 | 15 | 0 | 0 | 0 | 0 | 0 | 0 | 0 | 0 | 0 | 1 | 1
1239 | 1241 | Home A in 10541 |  | 0 | 0 | 10 | 0 | 0 | 0 | 0 | 0 | 0 | 0 | 0 | 0 | 1 | 1
1240 | 1242 | Home A in 10579 |  | 0 | 0 | 15 | 0 | 0 | 0 | 0 | 0 | 0 | 0 | 0 | 0 | 1 | 1
1241 | 1243 | Home A in 10527 |  | 0 | 0 | 10 | 0 | 0 | 0 | 0 | 0 | 0 | 0 | 0 | 0 | 1 | 1
1242 | 1244 | Home A in 11030 |  | 0 | 0 | 20.53 | 0 | 0 | 0 | 0 | 0 | 0 | 0 | 0 | 0 | 1 | 1
1243 | 1245 | Home A in 12723 |  | 0 | 0 | 5 | 0 | 0 | 0 | 0 | 0 | 0 | 0 | 0 | 0 | 1 | 1
1244 | 1246 | Home A in 10501 |  | 0 | 0 | 10 | 0 | 0 | 0 | 0 | 0 | 0 | 0 | 0 | 0 | 1 | 1
1245 | 1247 | Home A in 10589 |  | 0 | 0 | 10 | 0 | 0 | 0 | 0 | 0 | 0 | 0 | 0 | 0 | 1 | 1
1246 | 1248 | Home A in 11569 |  | 0 | 0 | 7.6 | 0 | 0 | 0 | 0 | 0 | 0 | 0 | 0 | 0 | 1 | 1
1247 | 1249 | Home A in 12198 |  | 0 | 0 | 5 | 0 | 0 | 0 | 0 | 0 | 0 | 0 | 0 | 0 | 1 | 1
1248 | 1250 | Home C in 11791 |  | 0 | 0 | 15.2 | 0 | 0 | 0 | 0 | 0 | 0 | 0 | 0 | 0 | 1 | 1
1249 | 1251 | Home A in 14534 |  | 0 | 0 | 5 | 0 | 0 | 0 | 0 | 0 | 0 | 0 | 0 | 0 | 1 | 1
1250 | 1252 | Home C in 12603 |  | 0 | 0 | 10 | 0 | 0 | 0 | 0 | 0 | 0 | 0 | 0 | 0 | 1 | 1
1251 | 1253 | Home A in 11530 |  | 0 | 0 | 10 | 0 | 0 | 0 | 0 | 0 | 0 | 0 | 0 | 0 | 1 | 1
1252 | 1254 | Home B in 11782 |  | 0 | 0 | 11.4 | 0 | 0 | 0 | 0 | 0 | 0 | 0 | 0 | 0 | 1 | 1
1253 | 1255 | Home C in 11762 |  | 0 | 0 | 3.3 | 0 | 0 | 0 | 0 | 0 | 0 | 0 | 0 | 0 | 1 | 1
1254 | 1256 | Home C in 11743 |  | 0 | 0 | 6 | 0 | 0 | 0 | 0 | 0 | 0 | 0 | 0 | 0 | 1 | 1
1255 | 1257 | Home A in 12588 |  | 0 | 0 | 5 | 0 | 0 | 0 | 0 | 0 | 0 | 0 | 0 | 0 | 1 | 1
1256 | 1258 | Home A in 10973 |  | 0 | 0 | 5 | 0 | 0 | 0 | 0 | 0 | 0 | 0 | 0 | 0 | 1 | 1
1257 | 1259 | Home A in 11787 |  | 0 | 0 | 12.6 | 0 | 0 | 0 | 0 | 0 | 0 | 0 | 0 | 0 | 1 | 1
1258 | 1260 | Home B in 12484 |  | 0 | 0 | 5 | 0 | 0 | 0 | 0 | 0 | 0 | 0 | 0 | 0 | 1 | 1
1259 | 1261 | Home A in 12764 |  | 0 | 0 | 3.8 | 0 | 0 | 0 | 0 | 0 | 0 | 0 | 0 | 0 | 1 | 1
1260 | 1262 | Home A in 14818 |  | 0 | 0 | 7 | 0 | 0 | 0 | 0 | 0 | 0 | 0 | 0 | 0 | 1 | 1
1261 | 1263 | Home A in 12448 |  | 0 | 0 | 10 | 0 | 0 | 0 | 0 | 0 | 0 | 0 | 0 | 0 | 1 | 1
1262 | 1264 | Home B in 10509 |  | 0 | 0 | 5 | 0 | 0 | 0 | 0 | 0 | 0 | 0 | 0 | 0 | 1 | 1
1263 | 1265 | Home A in 12424 |  | 0 | 0 | 8 | 0 | 0 | 0 | 0 | 0 | 0 | 0 | 0 | 0 | 1 | 1
1264 | 1266 | Home D in 10536 |  | 0 | 0 | 10 | 0 | 0 | 0 | 0 | 0 | 0 | 0 | 0 | 0 | 1 | 1
1265 | 1267 | Home B in 14472 |  | 0 | 0 | 10 | 0 | 0 | 0 | 0 | 0 | 0 | 0 | 0 | 0 | 1 | 1
1266 | 1268 | Home A in 13365 |  | 0 | 0 | 5 | 0 | 0 | 0 | 0 | 0 | 0 | 0 | 0 | 0 | 1 | 1
1267 | 1269 | Home A in 12866 |  | 0 | 0 | 15 | 0 | 0 | 0 | 0 | 0 | 0 | 0 | 0 | 0 | 1 | 1
1268 | 1270 | Home D in 12484 |  | 0 | 0 | 10 | 0 | 0 | 0 | 0 | 0 | 0 | 0 | 0 | 0 | 1 | 1
1269 | 1271 | Home C in 12409 |  | 0 | 0 | 20 | 0 | 0 | 0 | 0 | 0 | 0 | 0 | 0 | 0 | 1 | 1
1270 | 1272 | Home A in 10958 |  | 0 | 0 | 10 | 0 | 0 | 0 | 0 | 0 | 0 | 0 | 0 | 0 | 1 | 1
1271 | 1273 | Home A in 12525 |  | 0 | 0 | 10 | 0 | 0 | 0 | 0 | 0 | 0 | 0 | 0 | 0 | 1 | 1
1272 | 1274 | Home C in 10567 |  | 0 | 0 | 10 | 0 | 0 | 0 | 0 | 0 | 0 | 0 | 0 | 0 | 1 | 1
1273 | 1275 | Home D in 10980 |  | 0 | 0 | 7.6 | 0 | 0 | 0 | 0 | 0 | 0 | 0 | 0 | 0 | 1 | 1
1274 | 1276 | Home C in 11937 |  | 0 | 0 | 15 | 0 | 0 | 0 | 0 | 0 | 0 | 0 | 0 | 0 | 1 | 1
1275 | 1277 | Home B in 11530 |  | 0 | 0 | 9 | 0 | 0 | 0 | 0 | 0 | 0 | 0 | 0 | 0 | 1 | 1
1276 | 1278 | Home B in 11787 |  | 0 | 0 | 12 | 0 | 0 | 0 | 0 | 0 | 0 | 0 | 0 | 0 | 1 | 1
1277 | 1279 | Home D in 12603 |  | 0 | 0 | 10 | 0 | 0 | 0 | 0 | 0 | 0 | 0 | 0 | 0 | 1 | 1
1278 | 1280 | Home B in 12764 |  | 0 | 0 | 5 | 0 | 0 | 0 | 0 | 0 | 0 | 0 | 0 | 0 | 1 | 1
1279 | 1281 | Home E in 10990 |  | 0 | 0 | 10 | 0 | 0 | 0 | 0 | 0 | 0 | 0 | 0 | 0 | 1 | 1
1280 | 1282 | Home D in 11791 |  | 0 | 0 | 6.8 | 0 | 0 | 0 | 0 | 0 | 0 | 0 | 0 | 0 | 1 | 1
1281 | 1283 | Home A in 11050 |  | 0 | 0 | 5 | 0 | 0 | 0 | 0 | 0 | 0 | 0 | 0 | 0 | 1 | 1
1282 | 1284 | Home B in 12018 |  | 0 | 0 | 5 | 0 | 0 | 0 | 0 | 0 | 0 | 0 | 0 | 0 | 1 | 1
1283 | 1285 | Home A in 10977 |  | 0 | 0 | 15 | 0 | 0 | 0 | 0 | 0 | 0 | 0 | 0 | 0 | 1 | 1
1284 | 1286 | Home B in 11709 |  | 0 | 0 | 4.2 | 0 | 0 | 0 | 0 | 0 | 0 | 0 | 0 | 0 | 1 | 1
1285 | 1287 | Home C in 10509 |  | 0 | 0 | 5 | 0 | 0 | 0 | 0 | 0 | 0 | 0 | 0 | 0 | 1 | 1
1286 | 1288 | Home B in 10598 |  | 0 | 0 | 10 | 0 | 0 | 0 | 0 | 0 | 0 | 0 | 0 | 0 | 1 | 1
1287 | 1289 | Home A in 13905 |  | 0 | 0 | 15 | 0 | 0 | 0 | 0 | 0 | 0 | 0 | 0 | 0 | 1 | 1
1288 | 1290 | Home A in 14607 |  | 0 | 0 | 9.3 | 0 | 0 | 0 | 0 | 0 | 0 | 0 | 0 | 0 | 1 | 1
1289 | 1291 | Home A in 14618 |  | 0 | 0 | 9.3 | 0 | 0 | 0 | 0 | 0 | 0 | 0 | 0 | 0 | 1 | 1
1290 | 1292 | Home A in 12023 |  | 0 | 0 | 5 | 0 | 0 | 0 | 0 | 0 | 0 | 0 | 0 | 0 | 1 | 1
1291 | 1293 | Home A in 12546 |  | 0 | 0 | 8.4 | 0 | 0 | 0 | 0 | 0 | 0 | 0 | 0 | 0 | 1 | 1
1292 | 1294 | Home A in 12561 |  | 0 | 0 | 15 | 0 | 0 | 0 | 0 | 0 | 0 | 0 | 0 | 0 | 1 | 1
1293 | 1295 | Home C in 12484 |  | 0 | 0 | 5 | 0 | 0 | 0 | 0 | 0 | 0 | 0 | 0 | 0 | 1 | 1
1294 | 1296 | Home A in 12442 |  | 0 | 0 | 8.8 | 0 | 0 | 0 | 0 | 0 | 0 | 0 | 0 | 0 | 1 | 1
1295 | 1297 | Home B in 12561 |  | 0 | 0 | 10 | 0 | 0 | 0 | 0 | 0 | 0 | 0 | 0 | 0 | 1 | 1
1296 | 1298 | Home B in 12428 |  | 0 | 0 | 10 | 0 | 0 | 0 | 0 | 0 | 0 | 0 | 0 | 0 | 1 | 1
1297 | 1299 | Home D in 12571 |  | 0 | 0 | 5 | 0 | 0 | 0 | 0 | 0 | 0 | 0 | 0 | 0 | 1 | 1
1298 | 1300 | Home A in 12468 |  | 0 | 0 | 5 | 0 | 0 | 0 | 0 | 0 | 0 | 0 | 0 | 0 | 1 | 1
1299 | 1301 | Home A in 10993 |  | 0 | 0 | 5 | 0 | 0 | 0 | 0 | 0 | 0 | 0 | 0 | 0 | 1 | 1
1300 | 1302 | Home A in 10970 |  | 0 | 0 | 5 | 0 | 0 | 0 | 0 | 0 | 0 | 0 | 0 | 0 | 1 | 1
1301 | 1303 | Home H in 10956 |  | 0 | 0 | 10 | 0 | 0 | 0 | 0 | 0 | 0 | 0 | 0 | 0 | 1 | 1
1302 | 1304 | Home A in 10968 |  | 0 | 0 | 5 | 0 | 0 | 0 | 0 | 0 | 0 | 0 | 0 | 0 | 1 | 1
1303 | 1305 | Home I in 10956 |  | 0 | 0 | 10 | 0 | 0 | 0 | 0 | 0 | 0 | 0 | 0 | 0 | 1 | 1
1304 | 1306 | Home B in 10530 |  | 0 | 0 | 10 | 0 | 0 | 0 | 0 | 0 | 0 | 0 | 0 | 0 | 1 | 1
1305 | 1307 | Home B in 10504 |  | 0 | 0 | 5 | 0 | 0 | 0 | 0 | 0 | 0 | 0 | 0 | 0 | 1 | 1
1306 | 1308 | Home C in 10583 |  | 0 | 0 | 10 | 0 | 0 | 0 | 0 | 0 | 0 | 0 | 0 | 0 | 1 | 1
1307 | 1309 | Home B in 11762 |  | 0 | 0 | 11.8 | 0 | 0 | 0 | 0 | 0 | 0 | 0 | 0 | 0 | 1 | 1
1308 | 1310 | Home A in 11724 |  | 0 | 0 | 15.12 | 0 | 0 | 0 | 0 | 0 | 0 | 0 | 0 | 0 | 1 | 1
1309 | 1311 | Home B in 11746 |  | 0 | 0 | 3.8 | 0 | 0 | 0 | 0 | 0 | 0 | 0 | 0 | 0 | 1 | 1
1310 | 1312 | Home B in 11754 |  | 0 | 0 | 15.2 | 0 | 0 | 0 | 0 | 0 | 0 | 0 | 0 | 0 | 1 | 1
1311 | 1313 | Home A in 11788 |  | 0 | 0 | 7.6 | 0 | 0 | 0 | 0 | 0 | 0 | 0 | 0 | 0 | 1 | 1
1312 | 1314 | Home B in 12065 |  | 0 | 0 | 10 | 0 | 0 | 0 | 0 | 0 | 0 | 0 | 0 | 0 | 1 | 1
1313 | 1315 | Grand Island Solar B | Grand Island Solar B | 820 | 0 | 0 | 0 | 0 | 0 | 0 | 0 | 0 | 0 | 0 | 0 | 1 | 1
1314 | 1316 | Saratoga Solar, LLC | Saratoga Solar, LLC | 6272 | 0 | 0 | 0 | 0 | 0 | 0 | 0 | 0 | 0 | 0 | 0 | 1 | 1
1315 | 1317 | 555 West 23rd St | 555 West 23rd St | 200 | 1226 | 0 | 0 | 0 | 0 | 0 | 0 | 0 | 0 | 0 | 0 | 1 | 1
1316 | 1318 | Howell Solar | Howell Solar | 3003 | 0 | 0 | 0 | 0 | 0 | 0 | 0 | 0 | 0 | 0 | 0 | 1 | 1
1317 | 1319 | Borrego Solar Systems, Inc - Airport Rd. | Borrego Solar Systems, Inc - 93846 | 5570.37 | 0 | 0 | 0 | 0 | 0 | 0 | 0 | 0 | 0 | 0 | 0 | 1 | 1
1318 | 1320 | Borrego Solar Systems, Inc - Route 209 | Borrego Solar Systems, Inc - 93863 | 5580.9 | 0 | 0 | 0 | 0 | 0 | 0 | 0 | 0 | 0 | 0 | 0 | 1 | 1
1319 | 1321 | Village of Saint Johnsville | Village of Saint Johnsville | 731.25 | 0 | 0 | 0 | 0 | 0 | 0 | 0 | 0 | 0 | 0 | 0 | 1 | 1
1320 | 1322 | Amherst | Amherst | 250 | 1560 | 0 | 0 | 0 | 0 | 0 | 0 | 0 | 0 | 0 | 0 | 1 | 1
1321 | 1323 | Thomann Asphalt & Paving |  | 0 | 0 | 58 | 129 | 0 | 0 | 0 | 0 | 0 | 0 | 0 | 0 | 1 | 1
1322 | 1324 | Fordham University Walsh Library |  | 262.5 | 0 | 0 | 0 | 0 | 0 | 0 | 0 | 0 | 0 | 0 | 0 | 1 | 1
1323 | 1325 | Facility A in zip code 10604 |  | 0 | 0 | 375 | 0 | 0 | 0 | 0 | 0 | 0 | 0 | 0 | 0 | 1 | 1
1324 | 1326 | Facility A in zip code 14850 |  | 0 | 0 | 195 | 0 | 0 | 0 | 0 | 0 | 0 | 0 | 0 | 0 | 1 | 1
1325 | 1327 | Facility B in zip code 14850 |  | 0 | 0 | 455 | 0 | 0 | 0 | 0 | 0 | 0 | 0 | 0 | 0 | 1 | 1
1326 | 1328 | Facility A in zip code 10471 |  | 0 | 0 | 133 | 0 | 0 | 0 | 0 | 0 | 0 | 0 | 0 | 0 | 1 | 1
1327 | 1329 | Facility A in zip code 13041 |  | 0 | 0 | 150 | 0 | 0 | 0 | 0 | 0 | 0 | 0 | 0 | 0 | 1 | 1
1328 | 1330 | Facility A in zip code 13039 |  | 0 | 0 | 150 | 0 | 0 | 0 | 0 | 0 | 0 | 0 | 0 | 0 | 1 | 1
1329 | 1331 | Facility A in zip code 12304 |  | 0 | 0 | 150 | 0 | 0 | 0 | 0 | 0 | 0 | 0 | 0 | 0 | 1 | 1
1330 | 1332 | Facility A in zip code 12205 |  | 0 | 0 | 150 | 0 | 0 | 0 | 0 | 0 | 0 | 0 | 0 | 0 | 1 | 1
1331 | 1333 | Facility A in zip code 13031 |  | 0 | 0 | 150 | 0 | 0 | 0 | 0 | 0 | 0 | 0 | 0 | 0 | 1 | 1
1332 | 1334 | Facility A in zip code 12144 |  | 0 | 0 | 150 | 0 | 0 | 0 | 0 | 0 | 0 | 0 | 0 | 0 | 1 | 1
1333 | 1335 | Facility A in zip code 13413 |  | 0 | 0 | 150 | 0 | 0 | 0 | 0 | 0 | 0 | 0 | 0 | 0 | 1 | 1
1334 | 1336 | Facility B in zip code 12205 |  | 0 | 0 | 150 | 0 | 0 | 0 | 0 | 0 | 0 | 0 | 0 | 0 | 1 | 1
1335 | 1337 | Facility A in zip code 13057 |  | 0 | 0 | 150 | 0 | 0 | 0 | 0 | 0 | 0 | 0 | 0 | 0 | 1 | 1
1338 | 1340 | Westerlo A | Westerlo A | 2794.5 | 0 | 0 | 0 | 0 | 0 | 0 | 0 | 0 | 0 | 0 | 0 | 1 | 1
1339 | 1341 | 5530 58th Street LLC | 5530 58th Street LLC | 918.72 | 0 | 0 | 0 | 0 | 0 | 0 | 0 | 0 | 0 | 0 | 0 | 1 | 1
1340 | 1342 | Delaware River Solar, LLC Dryden Road |  | 1738.8 | 0 | 0 | 0 | 0 | 0 | 0 | 0 | 0 | 0 | 0 | 0 | 1 | 1
1341 | 1343 | Citizens Chenango Solar |  | 6143 | 0 | 0 | 0 | 0 | 0 | 0 | 0 | 0 | 0 | 0 | 0 | 1 | 1
1342 | 1344 | Solitude Solar LLC - NY-26 |  | 7236 | 0 | 0 | 0 | 0 | 0 | 0 | 0 | 0 | 0 | 0 | 0 | 1 | 1
1343 | 1345 | Livingston 4 Solar | Livingston 4 Solar - 79848 | 2771.82 | 0 | 0 | 0 | 0 | 0 | 0 | 0 | 0 | 0 | 0 | 0 | 1 | 1
1344 | 1346 | Town of Tonawanda | Town of Tonawanda - 169678 | 2604.16 | 0 | 0 | 0 | 0 | 0 | 0 | 0 | 0 | 0 | 0 | 0 | 1 | 1
1345 | 489 | Gateway Center |  | 0 | 0 | 2400 | 8220 | 0 | 0 | 0 | 0 | 0 | 0 | 0 | 0 | 1 | 1
1346 | 489 | Gateway Center |  | 0 | 0 | 2400 | 8220 | 0 | 0 | 0 | 0 | 0 | 0 | 0 | 0 | 1 | 1
1348 | 1348 | Home A in 12197 |  | 0 | 0 | 5 | 0 | 0 | 0 | 0 | 0 | 0 | 0 | 0 | 0 | 1 | 1
1349 | 1349 | Home C in 12018 |  | 0 | 0 | 13 | 0 | 0 | 0 | 0 | 0 | 0 | 0 | 0 | 0 | 1 | 1
1350 | 1350 | Home A in 12306 |  | 0 | 0 | 27 | 0 | 0 | 0 | 0 | 0 | 0 | 0 | 0 | 0 | 1 | 1
1351 | 1351 | Home A in 12308 |  | 0 | 0 | 13.5 | 0 | 0 | 0 | 0 | 0 | 0 | 0 | 0 | 0 | 1 | 1
1352 | 1352 | Home A in 12020 |  | 0 | 0 | 13.5 | 0 | 0 | 0 | 0 | 0 | 0 | 0 | 0 | 0 | 1 | 1
1353 | 1353 | Home A in 12816 |  | 0 | 0 | 10 | 0 | 0 | 0 | 0 | 0 | 0 | 0 | 0 | 0 | 1 | 1
1354 | 1354 | Home A in 12047 |  | 0 | 0 | 13.5 | 0 | 0 | 0 | 0 | 0 | 0 | 0 | 0 | 0 | 1 | 1
1355 | 1355 | Home A in 12177 |  | 0 | 0 | 5 | 0 | 0 | 0 | 0 | 0 | 0 | 0 | 0 | 0 | 1 | 1
1356 | 1356 | Home A in 12078 |  | 0 | 0 | 5 | 0 | 0 | 0 | 0 | 0 | 0 | 0 | 0 | 0 | 1 | 1
1357 | 1357 | Home B in 12309 |  | 0 | 0 | 5 | 0 | 0 | 0 | 0 | 0 | 0 | 0 | 0 | 0 | 1 | 1
1358 | 1358 | Home A in 12056 |  | 0 | 0 | 5 | 0 | 0 | 0 | 0 | 0 | 0 | 0 | 0 | 0 | 1 | 1
1359 | 1359 | Home A in 14420 |  | 0 | 0 | 5 | 0 | 0 | 0 | 0 | 0 | 0 | 0 | 0 | 0 | 1 | 1
1360 | 1360 | Home A in 12156 |  | 0 | 0 | 5 | 0 | 0 | 0 | 0 | 0 | 0 | 0 | 0 | 0 | 1 | 1
1361 | 1361 | Home A in 13122 |  | 0 | 0 | 12.6 | 0 | 0 | 0 | 0 | 0 | 0 | 0 | 0 | 0 | 1 | 1
1362 | 1362 | Home B in 12866 |  | 0 | 0 | 9.3 | 0 | 0 | 0 | 0 | 0 | 0 | 0 | 0 | 0 | 1 | 1
1363 | 1363 | Home B in 12110 |  | 0 | 0 | 9.3 | 0 | 0 | 0 | 0 | 0 | 0 | 0 | 0 | 0 | 1 | 1
1364 | 1364 | Home B in 12020 |  | 0 | 0 | 10 | 0 | 0 | 0 | 0 | 0 | 0 | 0 | 0 | 0 | 1 | 1
1365 | 1365 | Home C in 12866 |  | 0 | 0 | 9.3 | 0 | 0 | 0 | 0 | 0 | 0 | 0 | 0 | 0 | 1 | 1
1366 | 1366 | Home A in 12859 |  | 0 | 0 | 9.3 | 0 | 0 | 0 | 0 | 0 | 0 | 0 | 0 | 0 | 1 | 1
1367 | 1367 | Home A in 12054 |  | 0 | 0 | 27 | 0 | 0 | 0 | 0 | 0 | 0 | 0 | 0 | 0 | 1 | 1
1368 | 1368 | Home A in 12309 |  | 0 | 0 | 9.3 | 0 | 0 | 0 | 0 | 0 | 0 | 0 | 0 | 0 | 1 | 1
1369 | 1369 | Home A in 13368 |  | 0 | 0 | 30 | 0 | 0 | 0 | 0 | 0 | 0 | 0 | 0 | 0 | 1 | 1
1370 | 1370 | Home A in 13612 |  | 0 | 0 | 8 | 0 | 0 | 0 | 0 | 0 | 0 | 0 | 0 | 0 | 1 | 1
1371 | 1371 | Home D in 12866 |  | 0 | 0 | 5 | 0 | 0 | 0 | 0 | 0 | 0 | 0 | 0 | 0 | 1 | 1
1372 | 1372 | Home B in 12023 |  | 0 | 0 | 5 | 0 | 0 | 0 | 0 | 0 | 0 | 0 | 0 | 0 | 1 | 1
1373 | 1373 | Home A in 12053 |  | 0 | 0 | 28.8 | 0 | 0 | 0 | 0 | 0 | 0 | 0 | 0 | 0 | 1 | 1
1374 | 1374 | Home B in 12047 |  | 0 | 0 | 10 | 0 | 0 | 0 | 0 | 0 | 0 | 0 | 0 | 0 | 1 | 1
1375 | 1375 | Home A in 12804 |  | 0 | 0 | 9 | 0 | 0 | 0 | 0 | 0 | 0 | 0 | 0 | 0 | 1 | 1
1376 | 1376 | Home A in 13478 |  | 0 | 0 | 10 | 0 | 0 | 0 | 0 | 0 | 0 | 0 | 0 | 0 | 1 | 1
1377 | 1377 | Home B in 12590 |  | 0 | 0 | 20 | 0 | 0 | 0 | 0 | 0 | 0 | 0 | 0 | 0 | 1 | 1
1378 | 1378 | Home D in 12533 |  | 0 | 0 | 5 | 0 | 0 | 0 | 0 | 0 | 0 | 0 | 0 | 0 | 1 | 1
1379 | 1379 | Home B in 10567 |  | 0 | 0 | 27 | 0 | 0 | 0 | 0 | 0 | 0 | 0 | 0 | 0 | 1 | 1
1380 | 1380 | Home C in 10703 |  | 0 | 0 | 8.7 | 0 | 0 | 0 | 0 | 0 | 0 | 0 | 0 | 0 | 1 | 1
1381 | 1381 | Home A in 10595 |  | 0 | 0 | 10 | 0 | 0 | 0 | 0 | 0 | 0 | 0 | 0 | 0 | 1 | 1
1382 | 1382 | Home A in 10901 |  | 0 | 0 | 10 | 0 | 0 | 0 | 0 | 0 | 0 | 0 | 0 | 0 | 1 | 1
1383 | 1383 | Home J in 10956 |  | 0 | 0 | 7.6 | 0 | 0 | 0 | 0 | 0 | 0 | 0 | 0 | 0 | 1 | 1
1384 | 1384 | Home A in 11935 |  | 0 | 0 | 8 | 0 | 0 | 0 | 0 | 0 | 0 | 0 | 0 | 0 | 1 | 1
1385 | 1385 | Home B in 11030 |  | 0 | 0 | 11 | 0 | 0 | 0 | 0 | 0 | 0 | 0 | 0 | 0 | 1 | 1
1386 | 1386 | Home A in 11731 |  | 0 | 0 | 13.8 | 0 | 0 | 0 | 0 | 0 | 0 | 0 | 0 | 0 | 1 | 1
1387 | 1387 | Home A in 11756 |  | 0 | 0 | 10 | 0 | 0 | 0 | 0 | 0 | 0 | 0 | 0 | 0 | 1 | 1
1388 | 1388 | Home B in 11963 |  | 0 | 0 | 9.73 | 0 | 0 | 0 | 0 | 0 | 0 | 0 | 0 | 0 | 1 | 1
1389 | 1389 | Hope Solar Farm LLC | Hope Solar Farm LLC | 2901 | 0 | 0 | 0 | 0 | 0 | 0 | 0 | 0 | 0 | 0 | 0 | 1 | 1
1390 | 1390 | 2425 Nostrand Ave. |  | 70 | 408.24 | 0 | 0 | 0 | 0 | 0 | 0 | 0 | 0 | 0 | 0 | 1 | 1
1391 | 1391 | APR Walden Solar 1, LLC | APR Walden Solar 1, LLC | 5054.4 | 0 | 0 | 0 | 0 | 0 | 0 | 0 | 0 | 0 | 0 | 0 | 1 | 1
1392 | 1392 | Solar Farms New York - Middlesex Community Solar Farm | Solar Farms New York - Middlesex Community Solar Farm | 5459.72 | 0 | 0 | 0 | 0 | 0 | 0 | 0 | 0 | 0 | 0 | 0 | 2 | 2
1393 | 1393 | City of Cortland WWTP |  | 500 | 0 | 0 | 0 | 0 | 0 | 0 | 0 | 0 | 0 | 0 | 0 | 1 | 1
1394 | 1394 | Borrego Solar Systems | Borrego Solar Systems | 13991.68 | 0 | 0 | 0 | 0 | 0 | 0 | 0 | 0 | 0 | 0 | 0 | 2 | 2
1395 | 1395 | Home A in 10548 |  | 0 | 0 | 10 | 0 | 0 | 0 | 0 | 0 | 0 | 0 | 0 | 0 | 1 | 1
1396 | 1396 | Home C in 10804 |  | 0 | 0 | 10 | 0 | 0 | 0 | 0 | 0 | 0 | 0 | 0 | 0 | 1 | 1
1397 | 1397 | Extended Stay America - White Plains - Elmsford |  | 0 | 0 | 18 | 36 | 0 | 0 | 0 | 0 | 0 | 0 | 0 | 0 | 1 | 1
1398 | 1398 | Home C in 10950 |  | 0 | 0 | 7.6 | 0 | 0 | 0 | 0 | 0 | 0 | 0 | 0 | 0 | 1 | 1
1399 | 1399 | Home C in 10598 |  | 0 | 0 | 5 | 0 | 0 | 0 | 0 | 0 | 0 | 0 | 0 | 0 | 1 | 1
1400 | 1400 | Home A in 14526 |  | 0 | 0 | 8 | 0 | 0 | 0 | 0 | 0 | 0 | 0 | 0 | 0 | 1 | 1
1401 | 1401 | Home E in 12553 |  | 0 | 0 | 20 | 0 | 0 | 0 | 0 | 0 | 0 | 0 | 0 | 0 | 1 | 1
1402 | 1402 | Home B in 10520 |  | 0 | 0 | 10 | 0 | 0 | 0 | 0 | 0 | 0 | 0 | 0 | 0 | 1 | 1
1403 | 1403 | Home B in 10576 |  | 0 | 0 | 15 | 0 | 0 | 0 | 0 | 0 | 0 | 0 | 0 | 0 | 1 | 1
1404 | 1404 | Mount Hope Solar 2 (West) |  | 2772.9 | 0 | 0 | 0 | 0 | 0 | 0 | 0 | 0 | 0 | 0 | 0 | 1 | 1
1405 | 1405 | GE Solar Anthony Street | GE Solar Anthony Street | 1317.6 | 0 | 0 | 0 | 0 | 0 | 0 | 0 | 0 | 0 | 0 | 0 | 1 | 1
1406 | 1406 | Brickchurch Solar, LLC |  | 3004 | 0 | 0 | 0 | 0 | 0 | 0 | 0 | 0 | 0 | 0 | 0 | 1 | 1
1407 | 1407 | CES Hogansburg Solar |  | 1247 | 0 | 0 | 0 | 0 | 0 | 0 | 0 | 0 | 0 | 0 | 0 | 1 | 1
1408 | 1408 | Johnstown 2 Solar, LLC |  | 2730.24 | 0 | 0 | 0 | 0 | 0 | 0 | 0 | 0 | 0 | 0 | 0 | 1 | 1
1409 | 1409 | Middletown NY 2, LLC |  | 1116.22 | 0 | 0 | 0 | 0 | 0 | 0 | 0 | 0 | 0 | 0 | 0 | 1 | 1
1410 | 1410 | Middletown NY 1, LLC |  | 2758.98 | 0 | 0 | 0 | 0 | 0 | 0 | 0 | 0 | 0 | 0 | 0 | 1 | 1
1411 | 1411 | The Hebrew Home |  | 1600 | 0 | 0 | 0 | 0 | 0 | 0 | 0 | 0 | 0 | 0 | 0 | 1 | 1
1412 | 1412 | Caddell Dry Dock & Repair Co |  | 0 | 0 | 1000 | 0 | 0 | 0 | 0 | 0 | 0 | 0 | 0 | 0 | 1 | 1
1414 | 1415 | GE Solar Rice Rd |  | 954.72 | 0 | 0 | 0 | 0 | 0 | 0 | 0 | 0 | 0 | 0 | 0 | 1 | 1
1415 | 1414 | 2501 Nostrand Ave |  | 35 | 0 | 0 | 0 | 0 | 0 | 0 | 0 | 0 | 0 | 0 | 0 | 1 | 1
1416 | 1416 | Ashdown - 25 Ashdown Rd |  | 5832 | 0 | 0 | 0 | 0 | 0 | 0 | 0 | 0 | 0 | 0 | 0 | 1 | 1
1417 | 1417 | North Rockland High School |  | 75 | 523 | 0 | 0 | 0 | 0 | 0 | 0 | 0 | 0 | 0 | 0 | 1 | 1
1418 | 1419 | Walden - 1343 Route 52 - PV Systems |  | 5781.375 | 0 | 0 | 0 | 0 | 0 | 0 | 0 | 0 | 0 | 0 | 0 | 1 | 1
1419 | 1420 | Facility A in 10591 |  | 0 | 0 | 500 | 0 | 0 | 0 | 0 | 0 | 0 | 0 | 0 | 0 | 1 | 1
1420 | 1421 | Staples Plaza |  | 0 | 0 | 490 | 1856 | 0 | 0 | 0 | 0 | 0 | 0 | 0 | 0 | 1 | 1
1421 | 1422 | Facility A in 10523 |  | 0 | 0 | 250 | 0 | 0 | 0 | 0 | 0 | 0 | 0 | 0 | 0 | 1 | 1
1422 | 1423 | Facility B in 10523 |  | 0 | 0 | 250 | 0 | 0 | 0 | 0 | 0 | 0 | 0 | 0 | 0 | 1 | 1
1423 | 1424 | Facility B in 13778 |  | 0 | 0 | 250 | 0 | 0 | 0 | 0 | 0 | 0 | 0 | 0 | 0 | 1 | 1
1424 | 1425 | Facility C in 11040 |  | 0 | 0 | 200 | 0 | 0 | 0 | 0 | 0 | 0 | 0 | 0 | 0 | 1 | 1
1425 | 1426 | Facility C in 14850 |  | 0 | 0 | 195 | 0 | 0 | 0 | 0 | 0 | 0 | 0 | 0 | 0 | 1 | 1
1426 | 1427 | Facility A in 10001 |  | 0 | 0 | 125 | 0 | 0 | 0 | 0 | 0 | 0 | 0 | 0 | 0 | 1 | 1
1428 | 1429 | Facility A in 11377 |  | 0 | 0 | 50 | 0 | 0 | 0 | 0 | 0 | 0 | 0 | 0 | 0 | 1 | 1
1429 | 1430 | Facility A in 11358 |  | 0 | 0 | 50 | 0 | 0 | 0 | 0 | 0 | 0 | 0 | 0 | 0 | 1 | 1
1430 | 1431 | Home D in 11743 |  | 0 | 0 | 20 | 0 | 0 | 0 | 0 | 0 | 0 | 0 | 0 | 0 | 1 | 1
1431 | 1432 | Home A in 11735 |  | 0 | 0 | 20 | 0 | 0 | 0 | 0 | 0 | 0 | 0 | 0 | 0 | 1 | 1
1432 | 1433 | Home C in 11746 |  | 0 | 0 | 20 | 0 | 0 | 0 | 0 | 0 | 0 | 0 | 0 | 0 | 1 | 1
1433 | 1434 | Home B in 11735 |  | 0 | 0 | 20 | 0 | 0 | 0 | 0 | 0 | 0 | 0 | 0 | 0 | 1 | 1
1434 | 1435 | Home A in 11747 |  | 0 | 0 | 20 | 0 | 0 | 0 | 0 | 0 | 0 | 0 | 0 | 0 | 1 | 1
1435 | 1436 | Home A in 11692 |  | 0 | 0 | 18 | 0 | 0 | 0 | 0 | 0 | 0 | 0 | 0 | 0 | 1 | 1
1436 | 1437 | Home A in 12577 |  | 0 | 0 | 17.6 | 0 | 0 | 0 | 0 | 0 | 0 | 0 | 0 | 0 | 1 | 1
1438 | 1439 | Home A in 12589 |  | 0 | 0 | 15 | 0 | 0 | 0 | 0 | 0 | 0 | 0 | 0 | 0 | 1 | 1
1439 | 1440 | Home A in 10953 |  | 0 | 0 | 15 | 0 | 0 | 0 | 0 | 0 | 0 | 0 | 0 | 0 | 1 | 1
1440 | 1441 | Home C in 12572 |  | 0 | 0 | 15 | 0 | 0 | 0 | 0 | 0 | 0 | 0 | 0 | 0 | 1 | 1
1441 | 1442 | Home D in 10598 |  | 0 | 0 | 15 | 0 | 0 | 0 | 0 | 0 | 0 | 0 | 0 | 0 | 1 | 1
1442 | 1443 | Home B in 10998 |  | 0 | 0 | 15 | 0 | 0 | 0 | 0 | 0 | 0 | 0 | 0 | 0 | 1 | 1
1443 | 1444 | Home A in 11710 |  | 0 | 0 | 15 | 0 | 0 | 0 | 0 | 0 | 0 | 0 | 0 | 0 | 1 | 1
1444 | 1445 | Home D in 11937 |  | 0 | 0 | 15 | 0 | 0 | 0 | 0 | 0 | 0 | 0 | 0 | 0 | 1 | 1
1445 | 1446 | Home A in 11753 |  | 0 | 0 | 15 | 0 | 0 | 0 | 0 | 0 | 0 | 0 | 0 | 0 | 1 | 1
1446 | 1447 | Home A in 11023 |  | 0 | 0 | 15 | 0 | 0 | 0 | 0 | 0 | 0 | 0 | 0 | 0 | 1 | 1
1447 | 1448 | Home B in 11747 |  | 0 | 0 | 15 | 0 | 0 | 0 | 0 | 0 | 0 | 0 | 0 | 0 | 1 | 1
1448 | 1449 | Home B in 11710 |  | 0 | 0 | 15 | 0 | 0 | 0 | 0 | 0 | 0 | 0 | 0 | 0 | 1 | 1
1449 | 1450 | Home A in 11552 |  | 0 | 0 | 15 | 0 | 0 | 0 | 0 | 0 | 0 | 0 | 0 | 0 | 1 | 1
1450 | 1451 | Home C in 11747 |  | 0 | 0 | 15 | 0 | 0 | 0 | 0 | 0 | 0 | 0 | 0 | 0 | 1 | 1
1451 | 1452 | Home A in 11566 |  | 0 | 0 | 15 | 0 | 0 | 0 | 0 | 0 | 0 | 0 | 0 | 0 | 1 | 1
1452 | 1453 | Home C in 11757 |  | 0 | 0 | 15 | 0 | 0 | 0 | 0 | 0 | 0 | 0 | 0 | 0 | 1 | 1
1453 | 1454 | Home A in 11797 |  | 0 | 0 | 15 | 0 | 0 | 0 | 0 | 0 | 0 | 0 | 0 | 0 | 1 | 1
1454 | 1455 | Home A in 11968 |  | 0 | 0 | 15 | 0 | 0 | 0 | 0 | 0 | 0 | 0 | 0 | 0 | 1 | 1
1455 | 1456 | Home B in 14534 |  | 0 | 0 | 14.92 | 0 | 0 | 0 | 0 | 0 | 0 | 0 | 0 | 0 | 1 | 1
1456 | 1457 | Home D in 12508 |  | 0 | 0 | 12.6 | 0 | 0 | 0 | 0 | 0 | 0 | 0 | 0 | 0 | 1 | 1
1457 | 1458 | Home E in 12603 |  | 0 | 0 | 12.6 | 0 | 0 | 0 | 0 | 0 | 0 | 0 | 0 | 0 | 1 | 1
1458 | 1459 | Home A in 14867 |  | 0 | 0 | 11.6 | 0 | 0 | 0 | 0 | 0 | 0 | 0 | 0 | 0 | 1 | 1
1459 | 1460 | Home A in 12570 |  | 0 | 0 | 10 | 0 | 0 | 0 | 0 | 0 | 0 | 0 | 0 | 0 | 1 | 1
1460 | 1461 | Home B in 10901 |  | 0 | 0 | 10 | 0 | 0 | 0 | 0 | 0 | 0 | 0 | 0 | 0 | 1 | 1
1461 | 1462 | Home C in 10930 |  | 0 | 0 | 10 | 0 | 0 | 0 | 0 | 0 | 0 | 0 | 0 | 0 | 1 | 1
1462 | 1463 | Home C in 10520 |  | 0 | 0 | 10 | 0 | 0 | 0 | 0 | 0 | 0 | 0 | 0 | 0 | 1 | 1
1463 | 1464 | Home D in 10520 |  | 0 | 0 | 10 | 0 | 0 | 0 | 0 | 0 | 0 | 0 | 0 | 0 | 1 | 1
1464 | 1465 | Home A in 10605 |  | 0 | 0 | 10 | 0 | 0 | 0 | 0 | 0 | 0 | 0 | 0 | 0 | 1 | 1
1465 | 1466 | Home D in 10510 |  | 0 | 0 | 10 | 0 | 0 | 0 | 0 | 0 | 0 | 0 | 0 | 0 | 1 | 1
1466 | 1467 | Home A in 10514 |  | 0 | 0 | 10 | 0 | 0 | 0 | 0 | 0 | 0 | 0 | 0 | 0 | 1 | 1
1467 | 1468 | Home A in 10543 |  | 0 | 0 | 10 | 0 | 0 | 0 | 0 | 0 | 0 | 0 | 0 | 0 | 1 | 1
1468 | 1469 | Home B in 10605 |  | 0 | 0 | 10 | 0 | 0 | 0 | 0 | 0 | 0 | 0 | 0 | 0 | 1 | 1
1469 | 1470 | Home B in 10543 Mamaroneck |  | 0 | 0 | 10 | 0 | 0 | 0 | 0 | 0 | 0 | 0 | 0 | 0 | 1 | 1
1470 | 1471 | Home B in 10952 |  | 0 | 0 | 10 | 0 | 0 | 0 | 0 | 0 | 0 | 0 | 0 | 0 | 1 | 1
1471 | 1472 | Home F in 10990 |  | 0 | 0 | 10 | 0 | 0 | 0 | 0 | 0 | 0 | 0 | 0 | 0 | 1 | 1
1472 | 1473 | Home D in 11746 |  | 0 | 0 | 10 | 0 | 0 | 0 | 0 | 0 | 0 | 0 | 0 | 0 | 1 | 1
1473 | 1474 | Home A in 11722 |  | 0 | 0 | 10 | 0 | 0 | 0 | 0 | 0 | 0 | 0 | 0 | 0 | 1 | 1
1474 | 1475 | Home A in 11542 |  | 0 | 0 | 10 | 0 | 0 | 0 | 0 | 0 | 0 | 0 | 0 | 0 | 1 | 1
1475 | 1476 | Home B in 11581 |  | 0 | 0 | 10 | 0 | 0 | 0 | 0 | 0 | 0 | 0 | 0 | 0 | 1 | 1
1476 | 1477 | Home E in 11746 |  | 0 | 0 | 10 | 0 | 0 | 0 | 0 | 0 | 0 | 0 | 0 | 0 | 1 | 1
1477 | 1478 | Home A in 11598 |  | 0 | 0 | 10 | 0 | 0 | 0 | 0 | 0 | 0 | 0 | 0 | 0 | 1 | 1
1478 | 1479 | Home B in 11566 |  | 0 | 0 | 10 | 0 | 0 | 0 | 0 | 0 | 0 | 0 | 0 | 0 | 1 | 1
1479 | 1480 | Home E in 11937 |  | 0 | 0 | 10 | 0 | 0 | 0 | 0 | 0 | 0 | 0 | 0 | 0 | 1 | 1
1480 | 1481 | Home A in 11751 |  | 0 | 0 | 10 | 0 | 0 | 0 | 0 | 0 | 0 | 0 | 0 | 0 | 1 | 1
1481 | 1482 | Home B in 11779 |  | 0 | 0 | 10 | 0 | 0 | 0 | 0 | 0 | 0 | 0 | 0 | 0 | 1 | 1
1482 | 1483 | Home B in 11731 |  | 0 | 0 | 10 | 0 | 0 | 0 | 0 | 0 | 0 | 0 | 0 | 0 | 1 | 1
1483 | 1484 | Home B in 11768 |  | 0 | 0 | 10 | 0 | 0 | 0 | 0 | 0 | 0 | 0 | 0 | 0 | 1 | 1
1484 | 1485 | Home F in 11937 |  | 0 | 0 | 10 | 0 | 0 | 0 | 0 | 0 | 0 | 0 | 0 | 0 | 1 | 1
1485 | 1486 | Home B in 11050 |  | 0 | 0 | 10 | 0 | 0 | 0 | 0 | 0 | 0 | 0 | 0 | 0 | 1 | 1
1486 | 1487 | Home D in 11747 |  | 0 | 0 | 10 | 0 | 0 | 0 | 0 | 0 | 0 | 0 | 0 | 0 | 1 | 1
1487 | 1488 | Home C in 11030 |  | 0 | 0 | 10 | 0 | 0 | 0 | 0 | 0 | 0 | 0 | 0 | 0 | 1 | 1
1488 | 1489 | Home A in 11725 |  | 0 | 0 | 10 | 0 | 0 | 0 | 0 | 0 | 0 | 0 | 0 | 0 | 1 | 1
1489 | 1490 | Home B in 11797 |  | 0 | 0 | 10 | 0 | 0 | 0 | 0 | 0 | 0 | 0 | 0 | 0 | 1 | 1
1490 | 1491 | Home B in 11756 |  | 0 | 0 | 10 | 0 | 0 | 0 | 0 | 0 | 0 | 0 | 0 | 0 | 1 | 1
1491 | 1492 | Home A in 11964 |  | 0 | 0 | 10 | 0 | 0 | 0 | 0 | 0 | 0 | 0 | 0 | 0 | 1 | 1
1492 | 1493 | Walden NY 1, LLC - 757 Route 52 - PV Systems |  | 2684.64 | 0 | 0 | 0 | 0 | 0 | 0 | 0 | 0 | 0 | 0 | 0 | 1 | 1
1493 | 1494 | Home B in 12457 |  | 0 | 0 | 5 | 0 | 0 | 0 | 0 | 0 | 0 | 0 | 0 | 0 | 1 | 1
1494 | 1495 | Home A in 12444 |  | 0 | 0 | 9.3 | 0 | 0 | 0 | 0 | 0 | 0 | 0 | 0 | 0 | 1 | 1
1495 | 1496 | Home B in 12431 |  | 0 | 0 | 9.3 | 0 | 0 | 0 | 0 | 0 | 0 | 0 | 0 | 0 | 1 | 1
1496 | 1497 | Home C in 12590 |  | 0 | 0 | 7.6 | 0 | 0 | 0 | 0 | 0 | 0 | 0 | 0 | 0 | 1 | 1
1497 | 1498 | Home D in 12446 |  | 0 | 0 | 5 | 0 | 0 | 0 | 0 | 0 | 0 | 0 | 0 | 0 | 1 | 1
1498 | 1499 | Home C in 11709 |  | 0 | 0 | 3 | 0 | 0 | 0 | 0 | 0 | 0 | 0 | 0 | 0 | 1 | 1
1499 | 1500 | Home B in 12498 |  | 0 | 0 | 5 | 0 | 0 | 0 | 0 | 0 | 0 | 0 | 0 | 0 | 1 | 1
1500 | 1501 | Home D in 10804 |  | 0 | 0 | 5 | 0 | 0 | 0 | 0 | 0 | 0 | 0 | 0 | 0 | 1 | 1
1501 | 1502 | Home A in 10532 |  | 0 | 0 | 5 | 0 | 0 | 0 | 0 | 0 | 0 | 0 | 0 | 0 | 1 | 1
1502 | 1503 | Home A in 10801 |  | 0 | 0 | 5 | 0 | 0 | 0 | 0 | 0 | 0 | 0 | 0 | 0 | 1 | 1
1503 | 1504 | Home F in 10598 |  | 0 | 0 | 5 | 0 | 0 | 0 | 0 | 0 | 0 | 0 | 0 | 0 | 1 | 1
1504 | 1505 | Home B in 10595 |  | 0 | 0 | 5 | 0 | 0 | 0 | 0 | 0 | 0 | 0 | 0 | 0 | 1 | 1
1505 | 1506 | Home A in 10706 |  | 0 | 0 | 5 | 0 | 0 | 0 | 0 | 0 | 0 | 0 | 0 | 0 | 1 | 1
1506 | 1507 | Home E in 10804 |  | 0 | 0 | 5 | 0 | 0 | 0 | 0 | 0 | 0 | 0 | 0 | 0 | 1 | 1
1507 | 1508 | Home E in 10562 |  | 0 | 0 | 5 | 0 | 0 | 0 | 0 | 0 | 0 | 0 | 0 | 0 | 1 | 1
1508 | 1509 | Home C in 10566 |  | 0 | 0 | 5 | 0 | 0 | 0 | 0 | 0 | 0 | 0 | 0 | 0 | 1 | 1
1509 | 1510 | Home E in 10520 |  | 0 | 0 | 5 | 0 | 0 | 0 | 0 | 0 | 0 | 0 | 0 | 0 | 1 | 1
1510 | 1511 | Home A in 10553 |  | 0 | 0 | 5 | 0 | 0 | 0 | 0 | 0 | 0 | 0 | 0 | 0 | 1 | 1
1511 | 1512 | Home B in 10603 |  | 0 | 0 | 5 | 0 | 0 | 0 | 0 | 0 | 0 | 0 | 0 | 0 | 1 | 1
1512 | 1513 | Home A in 10502 |  | 0 | 0 | 5 | 0 | 0 | 0 | 0 | 0 | 0 | 0 | 0 | 0 | 1 | 1
1513 | 1514 | Home C in 10603 |  | 0 | 0 | 5 | 0 | 0 | 0 | 0 | 0 | 0 | 0 | 0 | 0 | 1 | 1
1514 | 1515 | Home A in 10301 |  | 0 | 0 | 5 | 0 | 0 | 0 | 0 | 0 | 0 | 0 | 0 | 0 | 1 | 1
1515 | 1516 | Home F in 10804 |  | 0 | 0 | 5 | 0 | 0 | 0 | 0 | 0 | 0 | 0 | 0 | 0 | 1 | 1
1516 | 1517 | Home A in 10580 |  | 0 | 0 | 5 | 0 | 0 | 0 | 0 | 0 | 0 | 0 | 0 | 0 | 1 | 1
1517 | 1518 | Home D in 10583 |  | 0 | 0 | 5 | 0 | 0 | 0 | 0 | 0 | 0 | 0 | 0 | 0 | 1 | 1
1518 | 1519 | Home C in 10543 |  | 0 | 0 | 5 | 0 | 0 | 0 | 0 | 0 | 0 | 0 | 0 | 0 | 1 | 1
1519 | 1520 | Home D in 10566 |  | 0 | 0 | 5 | 0 | 0 | 0 | 0 | 0 | 0 | 0 | 0 | 0 | 1 | 1
1520 | 1521 | Home G in 10804 |  | 0 | 0 | 5 | 0 | 0 | 0 | 0 | 0 | 0 | 0 | 0 | 0 | 1 | 1
1521 | 1522 | Home E in 10549 |  | 0 | 0 | 5 | 0 | 0 | 0 | 0 | 0 | 0 | 0 | 0 | 0 | 1 | 1
1522 | 1523 | Home D in 10703 |  | 0 | 0 | 5 | 0 | 0 | 0 | 0 | 0 | 0 | 0 | 0 | 0 | 1 | 1
1523 | 1524 | Home A in 10528 |  | 0 | 0 | 5 | 0 | 0 | 0 | 0 | 0 | 0 | 0 | 0 | 0 | 1 | 1
1524 | 1525 | Home A in 10803 |  | 0 | 0 | 5 | 0 | 0 | 0 | 0 | 0 | 0 | 0 | 0 | 0 | 1 | 1
1525 | 1526 | Home F in 10549 |  | 0 | 0 | 5 | 0 | 0 | 0 | 0 | 0 | 0 | 0 | 0 | 0 | 1 | 1
1526 | 1527 | Home I in 10804 |  | 0 | 0 | 5 | 0 | 0 | 0 | 0 | 0 | 0 | 0 | 0 | 0 | 1 | 1
1527 | 1528 | Home B in 12056 |  | 0 | 0 | 5 | 0 | 0 | 0 | 0 | 0 | 0 | 0 | 0 | 0 | 1 | 1
1528 | 1529 | Home B in 12583 |  | 0 | 0 | 5 | 0 | 0 | 0 | 0 | 0 | 0 | 0 | 0 | 0 | 1 | 1
1529 | 1530 | Home A in 14476 |  | 0 | 0 | 5 | 0 | 0 | 0 | 0 | 0 | 0 | 0 | 0 | 0 | 1 | 1
1530 | 1531 | Home A in 14817 |  | 0 | 0 | 7.2 | 0 | 0 | 0 | 0 | 0 | 0 | 0 | 0 | 0 | 1 | 1
1531 | 1532 | Home A in 12060 |  | 0 | 0 | 7 | 0 | 0 | 0 | 0 | 0 | 0 | 0 | 0 | 0 | 1 | 1
1532 | 1533 | Home H in 10990 |  | 0 | 0 | 8.8 | 0 | 0 | 0 | 0 | 0 | 0 | 0 | 0 | 0 | 1 | 1
1533 | 1534 | Home A in 11720 |  | 0 | 0 | 3.3 | 0 | 0 | 0 | 0 | 0 | 0 | 0 | 0 | 0 | 1 | 1
1534 | 1535 | Home A in 11933 |  | 0 | 0 | 5 | 0 | 0 | 0 | 0 | 0 | 0 | 0 | 0 | 0 | 1 | 1
1535 | 1536 | Home B in 11572 |  | 0 | 0 | 5 | 0 | 0 | 0 | 0 | 0 | 0 | 0 | 0 | 0 | 1 | 1
1536 | 1537 | Home A in 11561 |  | 0 | 0 | 5 | 0 | 0 | 0 | 0 | 0 | 0 | 0 | 0 | 0 | 1 | 1
1537 | 1538 | Home B in 11001 |  | 0 | 0 | 5 | 0 | 0 | 0 | 0 | 0 | 0 | 0 | 0 | 0 | 1 | 1
1538 | 1539 | Home C in 11735 |  | 0 | 0 | 4 | 0 | 0 | 0 | 0 | 0 | 0 | 0 | 0 | 0 | 1 | 1
1539 | 1540 | Home A in 11740 |  | 0 | 0 | 5 | 0 | 0 | 0 | 0 | 0 | 0 | 0 | 0 | 0 | 1 | 1
1540 | 1541 | Home G in 11937 |  | 0 | 0 | 5 | 0 | 0 | 0 | 0 | 0 | 0 | 0 | 0 | 0 | 1 | 1
1541 | 1542 | Home A in 11953 |  | 0 | 0 | 5 | 0 | 0 | 0 | 0 | 0 | 0 | 0 | 0 | 0 | 1 | 1
1542 | 1543 | Home H in 11937 |  | 0 | 0 | 5 | 0 | 0 | 0 | 0 | 0 | 0 | 0 | 0 | 0 | 1 | 1
1543 | 1544 | Home I in 11937 |  | 0 | 0 | 5 | 0 | 0 | 0 | 0 | 0 | 0 | 0 | 0 | 0 | 1 | 1
1544 | 1545 | Home A in 11010 |  | 0 | 0 | 5 | 0 | 0 | 0 | 0 | 0 | 0 | 0 | 0 | 0 | 1 | 1
1545 | 1546 | Home A in 11783 |  | 0 | 0 | 5 | 0 | 0 | 0 | 0 | 0 | 0 | 0 | 0 | 0 | 1 | 1
1546 | 1547 | Home A in 11758 |  | 0 | 0 | 5 | 0 | 0 | 0 | 0 | 0 | 0 | 0 | 0 | 0 | 1 | 1
1547 | 1548 | Home A in 11020 |  | 0 | 0 | 5 | 0 | 0 | 0 | 0 | 0 | 0 | 0 | 0 | 0 | 1 | 1
1548 | 1549 | Home B in 11701 |  | 0 | 0 | 5 | 0 | 0 | 0 | 0 | 0 | 0 | 0 | 0 | 0 | 1 | 1
1549 | 1550 | Home A in 11557 |  | 0 | 0 | 5 | 0 | 0 | 0 | 0 | 0 | 0 | 0 | 0 | 0 | 1 | 1
1550 | 1551 | Home A in 11693 |  | 0 | 0 | 5 | 0 | 0 | 0 | 0 | 0 | 0 | 0 | 0 | 0 | 1 | 1
1551 | 1552 | Home J in 11937 |  | 0 | 0 | 5 | 0 | 0 | 0 | 0 | 0 | 0 | 0 | 0 | 0 | 1 | 1
1552 | 1553 | Home A in 11717 |  | 0 | 0 | 5 | 0 | 0 | 0 | 0 | 0 | 0 | 0 | 0 | 0 | 1 | 1
1553 | 1554 | Home B in 11722 |  | 0 | 0 | 5 | 0 | 0 | 0 | 0 | 0 | 0 | 0 | 0 | 0 | 1 | 1
1554 | 1555 | Home A in 11507 |  | 0 | 0 | 7.6 | 0 | 0 | 0 | 0 | 0 | 0 | 0 | 0 | 0 | 1 | 1
1555 | 1556 | Home A in 11580 |  | 0 | 0 | 5 | 0 | 0 | 0 | 0 | 0 | 0 | 0 | 0 | 0 | 1 | 1
1556 | 1557 | Home C in 11572 |  | 0 | 0 | 5 | 0 | 0 | 0 | 0 | 0 | 0 | 0 | 0 | 0 | 1 | 1
1557 | 1558 | Home C in 11756 |  | 0 | 0 | 5 | 0 | 0 | 0 | 0 | 0 | 0 | 0 | 0 | 0 | 1 | 1
1558 | 1559 | Home A in 11590 |  | 0 | 0 | 5 | 0 | 0 | 0 | 0 | 0 | 0 | 0 | 0 | 0 | 1 | 1
1559 | 1560 | Home B in 11580 |  | 0 | 0 | 5 | 0 | 0 | 0 | 0 | 0 | 0 | 0 | 0 | 0 | 1 | 1
1560 | 1561 | Home D in 11762 |  | 0 | 0 | 5 | 0 | 0 | 0 | 0 | 0 | 0 | 0 | 0 | 0 | 1 | 1
1561 | 1562 | Home C in 11580 |  | 0 | 0 | 5 | 0 | 0 | 0 | 0 | 0 | 0 | 0 | 0 | 0 | 1 | 1
1562 | 1563 | Home B in 11953 |  | 0 | 0 | 5 | 0 | 0 | 0 | 0 | 0 | 0 | 0 | 0 | 0 | 1 | 1
1563 | 1564 | Home A in 11570 |  | 0 | 0 | 5 | 0 | 0 | 0 | 0 | 0 | 0 | 0 | 0 | 0 | 1 | 1
1564 | 1565 | Home D in 11030 |  | 0 | 0 | 5 | 0 | 0 | 0 | 0 | 0 | 0 | 0 | 0 | 0 | 1 | 1
1565 | 1566 | Home B in 11717 |  | 0 | 0 | 5 | 0 | 0 | 0 | 0 | 0 | 0 | 0 | 0 | 0 | 1 | 1
1566 | 1567 | Home B in 11954 |  | 0 | 0 | 5 | 0 | 0 | 0 | 0 | 0 | 0 | 0 | 0 | 0 | 1 | 1
1567 | 1568 | Home B in 11554 |  | 0 | 0 | 5 | 0 | 0 | 0 | 0 | 0 | 0 | 0 | 0 | 0 | 1 | 1
1568 | 1569 | Home C in 11754 |  | 0 | 0 | 5 | 0 | 0 | 0 | 0 | 0 | 0 | 0 | 0 | 0 | 1 | 1
1569 | 1570 | Home D in 11040 |  | 0 | 0 | 5 | 0 | 0 | 0 | 0 | 0 | 0 | 0 | 0 | 0 | 1 | 1
1570 | 1571 | Home B in 11557 |  | 0 | 0 | 5 | 0 | 0 | 0 | 0 | 0 | 0 | 0 | 0 | 0 | 1 | 1
1571 | 1572 | Home A in 11579 |  | 0 | 0 | 5 | 0 | 0 | 0 | 0 | 0 | 0 | 0 | 0 | 0 | 1 | 1
1572 | 1573 | Home A in 11003 |  | 0 | 0 | 5 | 0 | 0 | 0 | 0 | 0 | 0 | 0 | 0 | 0 | 1 | 1
1573 | 1574 | Home A in 11501 |  | 0 | 0 | 5 | 0 | 0 | 0 | 0 | 0 | 0 | 0 | 0 | 0 | 1 | 1
1574 | 1575 | Home G in 11746 |  | 0 | 0 | 5 | 0 | 0 | 0 | 0 | 0 | 0 | 0 | 0 | 0 | 1 | 1
1575 | 1576 | Home B in 11598 |  | 0 | 0 | 5 | 0 | 0 | 0 | 0 | 0 | 0 | 0 | 0 | 0 | 1 | 1
1576 | 1577 | Home B in 11741 |  | 0 | 0 | 5 | 0 | 0 | 0 | 0 | 0 | 0 | 0 | 0 | 0 | 1 | 1
1577 | 1578 | Home A in 11516 |  | 0 | 0 | 5 | 0 | 0 | 0 | 0 | 0 | 0 | 0 | 0 | 0 | 1 | 1
1578 | 1579 | Home B in 11740 |  | 0 | 0 | 5 | 0 | 0 | 0 | 0 | 0 | 0 | 0 | 0 | 0 | 1 | 1
1579 | 1580 | Home C in 11554 |  | 0 | 0 | 5 | 0 | 0 | 0 | 0 | 0 | 0 | 0 | 0 | 0 | 1 | 1
1580 | 1581 | Home C in 11001 |  | 0 | 0 | 5 | 0 | 0 | 0 | 0 | 0 | 0 | 0 | 0 | 0 | 1 | 1
1581 | 1582 | Home B in 11964 |  | 0 | 0 | 5 | 0 | 0 | 0 | 0 | 0 | 0 | 0 | 0 | 0 | 1 | 1
1582 | 1583 | Home E in 11040 |  | 0 | 0 | 5 | 0 | 0 | 0 | 0 | 0 | 0 | 0 | 0 | 0 | 1 | 1
1583 | 1584 | Home A in 11596 |  | 0 | 0 | 5 | 0 | 0 | 0 | 0 | 0 | 0 | 0 | 0 | 0 | 1 | 1
1584 | 1585 | Home B in 11003 |  | 0 | 0 | 5 | 0 | 0 | 0 | 0 | 0 | 0 | 0 | 0 | 0 | 1 | 1
1585 | 1586 | Home C in 11003 |  | 0 | 0 | 5 | 0 | 0 | 0 | 0 | 0 | 0 | 0 | 0 | 0 | 1 | 1
1586 | 1587 | Home A in 11577 |  | 0 | 0 | 5 | 0 | 0 | 0 | 0 | 0 | 0 | 0 | 0 | 0 | 1 | 1
1587 | 1588 | Home B in 11542 |  | 0 | 0 | 5 | 0 | 0 | 0 | 0 | 0 | 0 | 0 | 0 | 0 | 1 | 1
1588 | 1589 | Home B in 11702 |  | 0 | 0 | 5 | 0 | 0 | 0 | 0 | 0 | 0 | 0 | 0 | 0 | 1 | 1
1589 | 1590 | Home A in 11961 |  | 0 | 0 | 5 | 0 | 0 | 0 | 0 | 0 | 0 | 0 | 0 | 0 | 1 | 1
1590 | 1591 | Home C in 11710 |  | 0 | 0 | 6 | 0 | 0 | 0 | 0 | 0 | 0 | 0 | 0 | 0 | 1 | 1
1591 | 1592 | Home F in 11757 |  | 0 | 0 | 6 | 0 | 0 | 0 | 0 | 0 | 0 | 0 | 0 | 0 | 1 | 1
1592 | 1593 | Home D in 11003 |  | 0 | 0 | 5 | 0 | 0 | 0 | 0 | 0 | 0 | 0 | 0 | 0 | 1 | 1
1593 | 1594 | Home F in 11791 |  | 0 | 0 | 5 | 0 | 0 | 0 | 0 | 0 | 0 | 0 | 0 | 0 | 1 | 1
1594 | 1595 | Home A in 11704 |  | 0 | 0 | 5 | 0 | 0 | 0 | 0 | 0 | 0 | 0 | 0 | 0 | 1 | 1
1595 | 1596 | Home A in 11798 |  | 0 | 0 | 5 | 0 | 0 | 0 | 0 | 0 | 0 | 0 | 0 | 0 | 1 | 1
1596 | 1597 | Home A in 11730 |  | 0 | 0 | 5 | 0 | 0 | 0 | 0 | 0 | 0 | 0 | 0 | 0 | 1 | 1
1597 | 1598 | Home C in 11731 |  | 0 | 0 | 5 | 0 | 0 | 0 | 0 | 0 | 0 | 0 | 0 | 0 | 1 | 1
1598 | 1599 | Home C in 11953 |  | 0 | 0 | 5 | 0 | 0 | 0 | 0 | 0 | 0 | 0 | 0 | 0 | 1 | 1
1599 | 1600 | Home G in 11757 |  | 0 | 0 | 5 | 0 | 0 | 0 | 0 | 0 | 0 | 0 | 0 | 0 | 1 | 1
1600 | 1601 | Home C in 11706 |  | 0 | 0 | 5 | 0 | 0 | 0 | 0 | 0 | 0 | 0 | 0 | 0 | 1 | 1
1601 | 1602 | Home B in 11753 |  | 0 | 0 | 5 | 0 | 0 | 0 | 0 | 0 | 0 | 0 | 0 | 0 | 1 | 1
1602 | 1603 | Home A in 11703 |  | 0 | 0 | 5 | 0 | 0 | 0 | 0 | 0 | 0 | 0 | 0 | 0 | 1 | 1
1603 | 1604 | Home B in 11725 |  | 0 | 0 | 5 | 0 | 0 | 0 | 0 | 0 | 0 | 0 | 0 | 0 | 1 | 1
1604 | 1605 | Home D in 11572 |  | 0 | 0 | 5 | 0 | 0 | 0 | 0 | 0 | 0 | 0 | 0 | 0 | 1 | 1
1605 | 1606 | Home B in 11720 |  | 0 | 0 | 5 | 0 | 0 | 0 | 0 | 0 | 0 | 0 | 0 | 0 | 1 | 1
1606 | 1607 | Home B in 11023 |  | 0 | 0 | 5 | 0 | 0 | 0 | 0 | 0 | 0 | 0 | 0 | 0 | 1 | 1
1607 | 1608 | Home A in 11784 |  | 0 | 0 | 5 | 0 | 0 | 0 | 0 | 0 | 0 | 0 | 0 | 0 | 1 | 1
1608 | 1609 | Home B in 11703 |  | 0 | 0 | 5 | 0 | 0 | 0 | 0 | 0 | 0 | 0 | 0 | 0 | 1 | 1
1609 | 1610 | Home H in 11757 |  | 0 | 0 | 5 | 0 | 0 | 0 | 0 | 0 | 0 | 0 | 0 | 0 | 1 | 1
1610 | 1611 | Home B in 11561 |  | 0 | 0 | 5 | 0 | 0 | 0 | 0 | 0 | 0 | 0 | 0 | 0 | 1 | 1
1611 | 1612 | Home A in 11021 |  | 0 | 0 | 5 | 0 | 0 | 0 | 0 | 0 | 0 | 0 | 0 | 0 | 1 | 1
1612 | 1613 | Home B in 11788 |  | 0 | 0 | 5 | 0 | 0 | 0 | 0 | 0 | 0 | 0 | 0 | 0 | 1 | 1
1613 | 1614 | Home C in 11542 |  | 0 | 0 | 5 | 0 | 0 | 0 | 0 | 0 | 0 | 0 | 0 | 0 | 1 | 1
1614 | 1615 | Home C in 11725 |  | 0 | 0 | 5 | 0 | 0 | 0 | 0 | 0 | 0 | 0 | 0 | 0 | 1 | 1
1615 | 1616 | Home A in 11780 |  | 0 | 0 | 5 | 0 | 0 | 0 | 0 | 0 | 0 | 0 | 0 | 0 | 1 | 1
1616 | 1617 | Home A in 11792 |  | 0 | 0 | 5 | 0 | 0 | 0 | 0 | 0 | 0 | 0 | 0 | 0 | 1 | 1
1617 | 1618 | Home C in 11561 |  | 0 | 0 | 5 | 0 | 0 | 0 | 0 | 0 | 0 | 0 | 0 | 0 | 1 | 1
1618 | 1619 | Home E in 11003 |  | 0 | 0 | 5 | 0 | 0 | 0 | 0 | 0 | 0 | 0 | 0 | 0 | 1 | 1
1619 | 1620 | Home A in 11772 |  | 0 | 0 | 5 | 0 | 0 | 0 | 0 | 0 | 0 | 0 | 0 | 0 | 1 | 1
1620 | 1621 | Home E in 11572 |  | 0 | 0 | 5 | 0 | 0 | 0 | 0 | 0 | 0 | 0 | 0 | 0 | 1 | 1
1621 | 1622 | Home C in 11717 |  | 0 | 0 | 5 | 0 | 0 | 0 | 0 | 0 | 0 | 0 | 0 | 0 | 1 | 1
1622 | 1623 | Home B in 11507 |  | 0 | 0 | 5 | 0 | 0 | 0 | 0 | 0 | 0 | 0 | 0 | 0 | 1 | 1
1623 | 1624 | Home D in 11561 |  | 0 | 0 | 10 | 0 | 0 | 0 | 0 | 0 | 0 | 0 | 0 | 0 | 1 | 1
1624 | 1625 | Home A in 11790 |  | 0 | 0 | 10 | 0 | 0 | 0 | 0 | 0 | 0 | 0 | 0 | 0 | 1 | 1
1625 | 1626 | Home F in 11003 |  | 0 | 0 | 5 | 0 | 0 | 0 | 0 | 0 | 0 | 0 | 0 | 0 | 1 | 1
1626 | 1627 | Home A in 11949 |  | 0 | 0 | 5 | 0 | 0 | 0 | 0 | 0 | 0 | 0 | 0 | 0 | 1 | 1
1627 | 1628 | Home C in 11768 |  | 0 | 0 | 5 | 0 | 0 | 0 | 0 | 0 | 0 | 0 | 0 | 0 | 1 | 1
1628 | 1629 | Home C in 11963 |  | 0 | 0 | 10 | 0 | 0 | 0 | 0 | 0 | 0 | 0 | 0 | 0 | 1 | 1
1629 | 1630 | Home B in 11772 |  | 0 | 0 | 10 | 0 | 0 | 0 | 0 | 0 | 0 | 0 | 0 | 0 | 1 | 1
1630 | 1631 | Home A in 11795 |  | 0 | 0 | 5 | 0 | 0 | 0 | 0 | 0 | 0 | 0 | 0 | 0 | 1 | 1
1631 | 1632 | Home C in 11782 |  | 0 | 0 | 10 | 0 | 0 | 0 | 0 | 0 | 0 | 0 | 0 | 0 | 1 | 1
1632 | 1633 | Home C in 11788 |  | 0 | 0 | 10 | 0 | 0 | 0 | 0 | 0 | 0 | 0 | 0 | 0 | 1 | 1
1633 | 1634 | Home C in 11050 |  | 0 | 0 | 10 | 0 | 0 | 0 | 0 | 0 | 0 | 0 | 0 | 0 | 1 | 1
1634 | 1635 | Home D in 11782 |  | 0 | 0 | 10 | 0 | 0 | 0 | 0 | 0 | 0 | 0 | 0 | 0 | 1 | 1
1635 | 1636 | Home A in 11550 |  | 0 | 0 | 5 | 0 | 0 | 0 | 0 | 0 | 0 | 0 | 0 | 0 | 1 | 1
1636 | 1637 | Home B in 11758 |  | 0 | 0 | 10 | 0 | 0 | 0 | 0 | 0 | 0 | 0 | 0 | 0 | 1 | 1
1637 | 1638 | Home B in 11793 |  | 0 | 0 | 10 | 0 | 0 | 0 | 0 | 0 | 0 | 0 | 0 | 0 | 1 | 1
1638 | 1639 | Home A in 11752 |  | 0 | 0 | 5 | 0 | 0 | 0 | 0 | 0 | 0 | 0 | 0 | 0 | 1 | 1
1639 | 1640 | Home C in 11507 |  | 0 | 0 | 5 | 0 | 0 | 0 | 0 | 0 | 0 | 0 | 0 | 0 | 1 | 1
1640 | 1641 | Home C in 11703 |  | 0 | 0 | 5 | 0 | 0 | 0 | 0 | 0 | 0 | 0 | 0 | 0 | 1 | 1
1641 | 1642 | Home B in 11738 |  | 0 | 0 | 5 | 0 | 0 | 0 | 0 | 0 | 0 | 0 | 0 | 0 | 1 | 1
1642 | 1643 | Home A in 11575 |  | 0 | 0 | 5 | 0 | 0 | 0 | 0 | 0 | 0 | 0 | 0 | 0 | 1 | 1
1643 | 1644 | Home A in 11721 |  | 0 | 0 | 5 | 0 | 0 | 0 | 0 | 0 | 0 | 0 | 0 | 0 | 1 | 1
1644 | 1645 | Home D in 11050 |  | 0 | 0 | 10 | 0 | 0 | 0 | 0 | 0 | 0 | 0 | 0 | 0 | 1 | 1
1645 | 1646 | Home E in 11762 |  | 0 | 0 | 5 | 0 | 0 | 0 | 0 | 0 | 0 | 0 | 0 | 0 | 1 | 1
1646 | 1647 | Home A in 11975 |  | 0 | 0 | 8 | 0 | 0 | 0 | 0 | 0 | 0 | 0 | 0 | 0 | 1 | 1
1647 | 1648 | Home F in 11762 |  | 0 | 0 | 10 | 0 | 0 | 0 | 0 | 0 | 0 | 0 | 0 | 0 | 1 | 1
1648 | 1649 | Home F in 11040 |  | 0 | 0 | 5 | 0 | 0 | 0 | 0 | 0 | 0 | 0 | 0 | 0 | 1 | 1
1649 | 1650 | Home D in 11788 |  | 0 | 0 | 5 | 0 | 0 | 0 | 0 | 0 | 0 | 0 | 0 | 0 | 1 | 1
1650 | 1651 | Home B in 11010 |  | 0 | 0 | 5 | 0 | 0 | 0 | 0 | 0 | 0 | 0 | 0 | 0 | 1 | 1
1651 | 1652 | Home C in 11787 |  | 0 | 0 | 9.8 | 0 | 0 | 0 | 0 | 0 | 0 | 0 | 0 | 0 | 1 | 1
1652 | 1653 | Home A in 11769 |  | 0 | 0 | 5 | 0 | 0 | 0 | 0 | 0 | 0 | 0 | 0 | 0 | 1 | 1
1653 | 1654 | Home A in 11960 |  | 0 | 0 | 5 | 0 | 0 | 0 | 0 | 0 | 0 | 0 | 0 | 0 | 1 | 1
1654 | 1655 | Home C in 11566 |  | 0 | 0 | 5 | 0 | 0 | 0 | 0 | 0 | 0 | 0 | 0 | 0 | 1 | 1
1655 | 1656 | Home A in 11932 |  | 0 | 0 | 8 | 0 | 0 | 0 | 0 | 0 | 0 | 0 | 0 | 0 | 1 | 1
1656 | 1657 | Home E in 11747 |  | 0 | 0 | 5 | 0 | 0 | 0 | 0 | 0 | 0 | 0 | 0 | 0 | 1 | 1
1657 | 1658 | Home B in 11553 |  | 0 | 0 | 5 | 0 | 0 | 0 | 0 | 0 | 0 | 0 | 0 | 0 | 1 | 1
1658 | 1659 | Home C in 11720 |  | 0 | 0 | 5 | 0 | 0 | 0 | 0 | 0 | 0 | 0 | 0 | 0 | 1 | 1
1659 | 1660 | Home G in 11040 |  | 0 | 0 | 10 | 0 | 0 | 0 | 0 | 0 | 0 | 0 | 0 | 0 | 1 | 1
1660 | 1661 | Home H in 11746 |  | 0 | 0 | 10 | 0 | 0 | 0 | 0 | 0 | 0 | 0 | 0 | 0 | 1 | 1
1661 | 1662 | Home C in 11740 |  | 0 | 0 | 5 | 0 | 0 | 0 | 0 | 0 | 0 | 0 | 0 | 0 | 1 | 1
1662 | 1663 | Home B in 11020 |  | 0 | 0 | 10 | 0 | 0 | 0 | 0 | 0 | 0 | 0 | 0 | 0 | 1 | 1
1663 | 1664 | Home D in 11963 |  | 0 | 0 | 5 | 0 | 0 | 0 | 0 | 0 | 0 | 0 | 0 | 0 | 1 | 1
1664 | 1665 | Home A in 11941 |  | 0 | 0 | 10 | 0 | 0 | 0 | 0 | 0 | 0 | 0 | 0 | 0 | 1 | 1
1665 | 1666 | Home D in 11710 |  | 0 | 0 | 5 | 0 | 0 | 0 | 0 | 0 | 0 | 0 | 0 | 0 | 1 | 1
1666 | 1667 | Home E in 11561 |  | 0 | 0 | 5 | 0 | 0 | 0 | 0 | 0 | 0 | 0 | 0 | 0 | 1 | 1
1667 | 1668 | Home A in 11733 |  | 0 | 0 | 5 | 0 | 0 | 0 | 0 | 0 | 0 | 0 | 0 | 0 | 1 | 1
1668 | 1669 | Home C in 11702 |  | 0 | 0 | 5 | 0 | 0 | 0 | 0 | 0 | 0 | 0 | 0 | 0 | 1 | 1
1669 | 1670 | Home A in 11510 |  | 0 | 0 | 5 | 0 | 0 | 0 | 0 | 0 | 0 | 0 | 0 | 0 | 1 | 1
1670 | 1671 | Home A in 11770 |  | 0 | 0 | 10 | 0 | 0 | 0 | 0 | 0 | 0 | 0 | 0 | 0 | 1 | 1
1671 | 1672 | Home C in 11738 |  | 0 | 0 | 10 | 0 | 0 | 0 | 0 | 0 | 0 | 0 | 0 | 0 | 1 | 1
1672 | 1673 | Home A in 11767 |  | 0 | 0 | 5 | 0 | 0 | 0 | 0 | 0 | 0 | 0 | 0 | 0 | 1 | 1
1673 | 1674 | Home E in 11788 |  | 0 | 0 | 5 | 0 | 0 | 0 | 0 | 0 | 0 | 0 | 0 | 0 | 1 | 1
1674 | 1675 | Solar Farms New York - Dryden Community Solar Farm - 212 Ferguson Rd - PV Systems |  | 2762.76 | 0 | 0 | 0 | 0 | 0 | 0 | 0 | 0 | 0 | 0 | 0 | 1 | 1
1675 | 1676 | Solar Farms New York - Norwich Community - 5050 State Highway 23 - PV Systems |  | 17987 | 0 | 0 | 0 | 0 | 0 | 0 | 0 | 0 | 0 | 0 | 0 | 3 | 3
1676 | 1677 | Johnstown Solar 1, LLC |  | 4434.43 | 0 | 0 | 0 | 0 | 0 | 0 | 0 | 0 | 0 | 0 | 0 | 1 | 1
1677 | 1678 | Ransomville Solar 1, LLC |  | 5215.21 | 0 | 0 | 0 | 0 | 0 | 0 | 0 | 0 | 0 | 0 | 0 | 1 | 1
1678 | 1679 | Wawayanda Solar - Mount Orange Road - PV Systems |  | 997.92 | 0 | 0 | 0 | 0 | 0 | 0 | 0 | 0 | 0 | 0 | 0 | 1 | 1
1679 | 1680 | Grand Island Solar, LLC |  | 2112 | 0 | 0 | 0 | 0 | 0 | 0 | 0 | 0 | 0 | 0 | 0 | 1 | 1
1680 | 1681 | Medusa NY 1, LLC - 626 County Route 351 - PV Systems |  | 2800.98 | 0 | 0 | 0 | 0 | 0 | 0 | 0 | 0 | 0 | 0 | 0 | 1 | 1
1681 | 1682 | Westtown NY 2, LLC - Whitford Road - PV Systems |  | 2757.72 | 0 | 0 | 0 | 0 | 0 | 0 | 0 | 0 | 0 | 0 | 0 | 1 | 1
1682 | 1683 | ELP Saugerties Solar LLC. |  | 2997.54 | 0 | 0 | 0 | 0 | 0 | 0 | 0 | 0 | 0 | 0 | 0 | 1 | 1
1683 | 1684 | ELP Greenport Solar LLC |  | 6676 | 0 | 0 | 0 | 0 | 0 | 0 | 0 | 0 | 0 | 0 | 0 | 1 | 1
1684 | 1685 | East Fishkill Solar LLC |  | 2930.4 | 0 | 0 | 0 | 0 | 0 | 0 | 0 | 0 | 0 | 0 | 0 | 1 | 1
1685 | 1686 | Sunstarter Solar XL LLC |  | 2931.84 | 0 | 0 | 0 | 0 | 0 | 0 | 0 | 0 | 0 | 0 | 0 | 1 | 1
1686 | 1687 | Catlin Solar 1 |  | 6128.64 | 0 | 0 | 0 | 0 | 0 | 0 | 0 | 0 | 0 | 0 | 0 | 1 | 1
1689 | 1690 | Home A in 10516 |  | 0 | 0 | 6 | 0 | 0 | 0 | 0 | 0 | 0 | 0 | 0 | 0 | 1 | 1
1690 | 1691 | Home C in 10524 |  | 0 | 0 | 10 | 0 | 0 | 0 | 0 | 0 | 0 | 0 | 0 | 0 | 1 | 1
1692 | 1693 | Home A in 10594 |  | 0 | 0 | 15 | 0 | 0 | 0 | 0 | 0 | 0 | 0 | 0 | 0 | 1 | 1
1693 | 1694 | Home B in 10594 |  | 0 | 0 | 20 | 0 | 0 | 0 | 0 | 0 | 0 | 0 | 0 | 0 | 1 | 1
1695 | 1696 | Home B in 10803 |  | 0 | 0 | 5 | 0 | 0 | 0 | 0 | 0 | 0 | 0 | 0 | 0 | 1 | 1
1696 | 1697 | Home A in 10805 |  | 0 | 0 | 100 | 0 | 0 | 0 | 0 | 0 | 0 | 0 | 0 | 0 | 1 | 1
1697 | 1698 | Home A in 10916 |  | 0 | 0 | 7.5 | 0 | 0 | 0 | 0 | 0 | 0 | 0 | 0 | 0 | 1 | 1
1698 | 1699 | Home K in 10956 |  | 0 | 0 | 10 | 0 | 0 | 0 | 0 | 0 | 0 | 0 | 0 | 0 | 1 | 1
1699 | 1700 | Home A in 10969 |  | 0 | 0 | 5 | 0 | 0 | 0 | 0 | 0 | 0 | 0 | 0 | 0 | 1 | 1
1700 | 1701 | Home B in 11021 |  | 0 | 0 | 10 | 0 | 0 | 0 | 0 | 0 | 0 | 0 | 0 | 0 | 1 | 1
1701 | 1702 | Home H in 11040 |  | 0 | 0 | 5 | 0 | 0 | 0 | 0 | 0 | 0 | 0 | 0 | 0 | 1 | 1
1702 | 1703 | Home I in 11040 |  | 0 | 0 | 5 | 0 | 0 | 0 | 0 | 0 | 0 | 0 | 0 | 0 | 1 | 1
1703 | 1704 | Home J in 11040 |  | 0 | 0 | 5 | 0 | 0 | 0 | 0 | 0 | 0 | 0 | 0 | 0 | 1 | 1
1704 | 1705 | Home E in 11050 |  | 0 | 0 | 5 | 0 | 0 | 0 | 0 | 0 | 0 | 0 | 0 | 0 | 1 | 1
1705 | 1706 | Home D in 11542 |  | 0 | 0 | 5 | 0 | 0 | 0 | 0 | 0 | 0 | 0 | 0 | 0 | 1 | 1
1706 | 1707 | Home B in 11550 |  | 0 | 0 | 5 | 0 | 0 | 0 | 0 | 0 | 0 | 0 | 0 | 0 | 1 | 1
1707 | 1708 | Home D in 11554 |  | 0 | 0 | 5 | 0 | 0 | 0 | 0 | 0 | 0 | 0 | 0 | 0 | 1 | 1
1708 | 1709 | Home E in 11554 |  | 0 | 0 | 5 | 0 | 0 | 0 | 0 | 0 | 0 | 0 | 0 | 0 | 1 | 1
1709 | 1710 | Home F in 11554 |  | 0 | 0 | 10 | 0 | 0 | 0 | 0 | 0 | 0 | 0 | 0 | 0 | 1 | 1
1710 | 1711 | Home C in 11557 |  | 0 | 0 | 5 | 0 | 0 | 0 | 0 | 0 | 0 | 0 | 0 | 0 | 1 | 1
1711 | 1712 | Home F in 11561 |  | 0 | 0 | 5 | 0 | 0 | 0 | 0 | 0 | 0 | 0 | 0 | 0 | 1 | 1
1712 | 1713 | Home G in 11561 |  | 0 | 0 | 5 | 0 | 0 | 0 | 0 | 0 | 0 | 0 | 0 | 0 | 1 | 1
1713 | 1714 | Home D in 11566 |  | 0 | 0 | 5 | 0 | 0 | 0 | 0 | 0 | 0 | 0 | 0 | 0 | 1 | 1
1714 | 1715 | Home E in 11566 |  | 0 | 0 | 5 | 0 | 0 | 0 | 0 | 0 | 0 | 0 | 0 | 0 | 1 | 1
1715 | 1716 | Home F in 11572 |  | 0 | 0 | 5 | 0 | 0 | 0 | 0 | 0 | 0 | 0 | 0 | 0 | 1 | 1
1716 | 1717 | Home G in 11572 |  | 0 | 0 | 5 | 0 | 0 | 0 | 0 | 0 | 0 | 0 | 0 | 0 | 1 | 1
1717 | 1718 | Facility A in 11581 |  | 0 | 0 | 210 | 0 | 0 | 0 | 0 | 0 | 0 | 0 | 0 | 0 | 1 | 1
1718 | 1719 | Home B in 11590 |  | 0 | 0 | 5 | 0 | 0 | 0 | 0 | 0 | 0 | 0 | 0 | 0 | 1 | 1
1719 | 1720 | Home C in 11590 |  | 0 | 0 | 5 | 0 | 0 | 0 | 0 | 0 | 0 | 0 | 0 | 0 | 1 | 1
1720 | 1721 | Home D in 11703 |  | 0 | 0 | 5 | 0 | 0 | 0 | 0 | 0 | 0 | 0 | 0 | 0 | 1 | 1
1721 | 1722 | Home B in 11704 |  | 0 | 0 | 5 | 0 | 0 | 0 | 0 | 0 | 0 | 0 | 0 | 0 | 1 | 1
1723 | 1724 | Home E in 11709 |  | 0 | 0 | 10 | 0 | 0 | 0 | 0 | 0 | 0 | 0 | 0 | 0 | 1 | 1
1724 | 1725 | Home D in 11717 |  | 0 | 0 | 5 | 0 | 0 | 0 | 0 | 0 | 0 | 0 | 0 | 0 | 1 | 1
1725 | 1726 | Home D in 11725 |  | 0 | 0 | 10 | 0 | 0 | 0 | 0 | 0 | 0 | 0 | 0 | 0 | 1 | 1
1726 | 1727 | Home E in 11725 |  | 0 | 0 | 10 | 0 | 0 | 0 | 0 | 0 | 0 | 0 | 0 | 0 | 1 | 1
1727 | 1728 | Home F in 11725 |  | 0 | 0 | 5 | 0 | 0 | 0 | 0 | 0 | 0 | 0 | 0 | 0 | 1 | 1
1728 | 1729 | Home B in 11733 |  | 0 | 0 | 10 | 0 | 0 | 0 | 0 | 0 | 0 | 0 | 0 | 0 | 1 | 1
1729 | 1730 | Home A in 11741 |  | 0 | 0 | 10 | 0 | 0 | 0 | 0 | 0 | 0 | 0 | 0 | 0 | 1 | 1
1730 | 1731 | Home E in 11743 |  | 0 | 0 | 10 | 0 | 0 | 0 | 0 | 0 | 0 | 0 | 0 | 0 | 1 | 1
1731 | 1732 | Home F in 11743 |  | 0 | 0 | 5 | 0 | 0 | 0 | 0 | 0 | 0 | 0 | 0 | 0 | 1 | 1
1732 | 1733 | Home G in 11743 |  | 0 | 0 | 5 | 0 | 0 | 0 | 0 | 0 | 0 | 0 | 0 | 0 | 1 | 1
1733 | 1734 | Home I in 11746 |  | 0 | 0 | 9.8 | 0 | 0 | 0 | 0 | 0 | 0 | 0 | 0 | 0 | 1 | 1
1734 | 1735 | Home I in 11747 |  | 0 | 0 | 10 | 0 | 0 | 0 | 0 | 0 | 0 | 0 | 0 | 0 | 1 | 1
1735 | 1736 | Home J in 11748 |  | 0 | 0 | 5 | 0 | 0 | 0 | 0 | 0 | 0 | 0 | 0 | 0 | 1 | 1
1736 | 1737 | Home B in 11752 |  | 0 | 0 | 10 | 0 | 0 | 0 | 0 | 0 | 0 | 0 | 0 | 0 | 1 | 1
1737 | 1738 | Home C in 11753 |  | 0 | 0 | 10 | 0 | 0 | 0 | 0 | 0 | 0 | 0 | 0 | 0 | 1 | 1
1738 | 1739 | Home D in 11753 |  | 0 | 0 | 15 | 0 | 0 | 0 | 0 | 0 | 0 | 0 | 0 | 0 | 1 | 1
1739 | 1740 | Home D in 11754 |  | 0 | 0 | 10 | 0 | 0 | 0 | 0 | 0 | 0 | 0 | 0 | 0 | 1 | 1
1740 | 1741 | Home A in 11755 |  | 0 | 0 | 10 | 0 | 0 | 0 | 0 | 0 | 0 | 0 | 0 | 0 | 1 | 1
1741 | 1742 | Home D in 11756 |  | 0 | 0 | 10 | 0 | 0 | 0 | 0 | 0 | 0 | 0 | 0 | 0 | 1 | 1
1742 | 1743 | Home E in 11756 |  | 0 | 0 | 10 | 0 | 0 | 0 | 0 | 0 | 0 | 0 | 0 | 0 | 1 | 1
1743 | 1744 | Home D in 11757 |  | 0 | 0 | 10 | 0 | 0 | 0 | 0 | 0 | 0 | 0 | 0 | 0 | 1 | 1
1744 | 1745 | Home C in 11758 |  | 0 | 0 | 8 | 0 | 0 | 0 | 0 | 0 | 0 | 0 | 0 | 0 | 1 | 1
1745 | 1746 | Home D in 11758 |  | 0 | 0 | 5 | 0 | 0 | 0 | 0 | 0 | 0 | 0 | 0 | 0 | 1 | 1
1746 | 1747 | Home D in 11768 |  | 0 | 0 | 10 | 0 | 0 | 0 | 0 | 0 | 0 | 0 | 0 | 0 | 1 | 1
1747 | 1748 | Home E in 11768 |  | 0 | 0 | 10 | 0 | 0 | 0 | 0 | 0 | 0 | 0 | 0 | 0 | 1 | 1
1748 | 1749 | Home B in 11769 |  | 0 | 0 | 10 | 0 | 0 | 0 | 0 | 0 | 0 | 0 | 0 | 0 | 1 | 1
1749 | 1750 | Home A in 11776 |  | 0 | 0 | 10 | 0 | 0 | 0 | 0 | 0 | 0 | 0 | 0 | 0 | 1 | 1
1750 | 1751 | Home B in 11776 |  | 0 | 0 | 5 | 0 | 0 | 0 | 0 | 0 | 0 | 0 | 0 | 0 | 1 | 1
1751 | 1752 | Home C in 11776 |  | 0 | 0 | 5 | 0 | 0 | 0 | 0 | 0 | 0 | 0 | 0 | 0 | 1 | 1
1752 | 1753 | Home C in 11779 |  | 0 | 0 | 10 | 0 | 0 | 0 | 0 | 0 | 0 | 0 | 0 | 0 | 1 | 1
1753 | 1754 | Home E in 11782 |  | 0 | 0 | 10 | 0 | 0 | 0 | 0 | 0 | 0 | 0 | 0 | 0 | 1 | 1
1754 | 1755 | Home B in 11783 |  | 0 | 0 | 10 | 0 | 0 | 0 | 0 | 0 | 0 | 0 | 0 | 0 | 1 | 1
1755 | 1756 | Home B in 11784 |  | 0 | 0 | 5 | 0 | 0 | 0 | 0 | 0 | 0 | 0 | 0 | 0 | 1 | 1
1756 | 1757 | Home C in 11784 |  | 0 | 0 | 10 | 0 | 0 | 0 | 0 | 0 | 0 | 0 | 0 | 0 | 1 | 1
1757 | 1758 | Home D in 11787 |  | 0 | 0 | 5 | 0 | 0 | 0 | 0 | 0 | 0 | 0 | 0 | 0 | 1 | 1
1758 | 1759 | Home B in 11790 |  | 0 | 0 | 10 | 0 | 0 | 0 | 0 | 0 | 0 | 0 | 0 | 0 | 1 | 1
1759 | 1760 | Home C in 11790 |  | 0 | 0 | 5 | 0 | 0 | 0 | 0 | 0 | 0 | 0 | 0 | 0 | 1 | 1
1760 | 1761 | Home G in 11791 |  | 0 | 0 | 10 | 0 | 0 | 0 | 0 | 0 | 0 | 0 | 0 | 0 | 1 | 1
1761 | 1762 | Home C in 11793 |  | 0 | 0 | 10 | 0 | 0 | 0 | 0 | 0 | 0 | 0 | 0 | 0 | 1 | 1
1762 | 1763 | Home A in 11801 |  | 0 | 0 | 5 | 0 | 0 | 0 | 0 | 0 | 0 | 0 | 0 | 0 | 1 | 1
1763 | 1764 | Home B in 11801 |  | 0 | 0 | 5 | 0 | 0 | 0 | 0 | 0 | 0 | 0 | 0 | 0 | 1 | 1
1764 | 1765 | Home C in 11801 |  | 0 | 0 | 5 | 0 | 0 | 0 | 0 | 0 | 0 | 0 | 0 | 0 | 1 | 1
1765 | 1766 | Home D in 11801 |  | 0 | 0 | 5 | 0 | 0 | 0 | 0 | 0 | 0 | 0 | 0 | 0 | 1 | 1
1766 | 1767 | Home B in 11803 |  | 0 | 0 | 5 | 0 | 0 | 0 | 0 | 0 | 0 | 0 | 0 | 0 | 1 | 1
1767 | 1768 | Home C in 11803 |  | 0 | 0 | 15 | 0 | 0 | 0 | 0 | 0 | 0 | 0 | 0 | 0 | 1 | 1
1768 | 1769 | Home D in 11803 |  | 0 | 0 | 10 | 0 | 0 | 0 | 0 | 0 | 0 | 0 | 0 | 0 | 1 | 1
1769 | 1770 | Home A in 11901 |  | 0 | 0 | 10 | 0 | 0 | 0 | 0 | 0 | 0 | 0 | 0 | 0 | 1 | 1
1770 | 1771 | Home A in 11931 |  | 0 | 0 | 10 | 0 | 0 | 0 | 0 | 0 | 0 | 0 | 0 | 0 | 1 | 1
1771 | 1772 | Home K in 11937 |  | 0 | 0 | 5 | 0 | 0 | 0 | 0 | 0 | 0 | 0 | 0 | 0 | 1 | 1
1772 | 1773 | Home A in 11950 |  | 0 | 0 | 5 | 0 | 0 | 0 | 0 | 0 | 0 | 0 | 0 | 0 | 1 | 1
1773 | 1774 | Home C in 11954 |  | 0 | 0 | 5 | 0 | 0 | 0 | 0 | 0 | 0 | 0 | 0 | 0 | 1 | 1
1774 | 1775 | Home D in 11954 |  | 0 | 0 | 15 | 0 | 0 | 0 | 0 | 0 | 0 | 0 | 0 | 0 | 1 | 1
1775 | 1776 | Home A in 11959 |  | 0 | 0 | 5 | 0 | 0 | 0 | 0 | 0 | 0 | 0 | 0 | 0 | 1 | 1
1776 | 1777 | Home B in 11961 |  | 0 | 0 | 10 | 0 | 0 | 0 | 0 | 0 | 0 | 0 | 0 | 0 | 1 | 1
1777 | 1778 | Home A in 11978 |  | 0 | 0 | 10 | 0 | 0 | 0 | 0 | 0 | 0 | 0 | 0 | 0 | 1 | 1
1779 | 1780 | Home A in 12027 |  | 0 | 0 | 9.6 | 0 | 0 | 0 | 0 | 0 | 0 | 0 | 0 | 0 | 1 | 1
1780 | 1781 | Home A in 12037 |  | 0 | 0 | 5.8 | 0 | 0 | 0 | 0 | 0 | 0 | 0 | 0 | 0 | 1 | 1
1781 | 1782 | Home A in 12083 |  | 0 | 0 | 9 | 0 | 0 | 0 | 0 | 0 | 0 | 0 | 0 | 0 | 1 | 1
1782 | 1783 | Home A in 12193 |  | 0 | 0 | 6.8 | 0 | 0 | 0 | 0 | 0 | 0 | 0 | 0 | 0 | 1 | 1
1783 | 1784 | Home B in 12306 |  | 0 | 0 | 10 | 0 | 0 | 0 | 0 | 0 | 0 | 0 | 0 | 0 | 1 | 1
1784 | 1785 | Home C in 12401 |  | 0 | 0 | 4.5 | 0 | 0 | 0 | 0 | 0 | 0 | 0 | 0 | 0 | 1 | 1
1785 | 1786 | Home D in 12401 |  | 0 | 0 | 6 | 0 | 0 | 0 | 0 | 0 | 0 | 0 | 0 | 0 | 1 | 1
1786 | 1787 | Home E in 12401 |  | 0 | 0 | 6 | 0 | 0 | 0 | 0 | 0 | 0 | 0 | 0 | 0 | 1 | 1
1787 | 1788 | Home F in 12401 |  | 0 | 0 | 7.6 | 0 | 0 | 0 | 0 | 0 | 0 | 0 | 0 | 0 | 1 | 1
1788 | 1789 | Home G in 12401 |  | 0 | 0 | 5 | 0 | 0 | 0 | 0 | 0 | 0 | 0 | 0 | 0 | 1 | 1
1789 | 1790 | Home A in 12404 |  | 0 | 0 | 9.8 | 0 | 0 | 0 | 0 | 0 | 0 | 0 | 0 | 0 | 1 | 1
1790 | 1791 | Home D in 12409 |  | 0 | 0 | 3.3 | 0 | 0 | 0 | 0 | 0 | 0 | 0 | 0 | 0 | 1 | 1
1791 | 1792 | Home A in 12412 |  | 0 | 0 | 10 | 0 | 0 | 0 | 0 | 0 | 0 | 0 | 0 | 0 | 1 | 1
1792 | 1793 | Home A in 12419 |  | 0 | 0 | 4.5 | 0 | 0 | 0 | 0 | 0 | 0 | 0 | 0 | 0 | 1 | 1
1793 | 1794 | Home C in 12431 |  | 0 | 0 | 25 | 0 | 0 | 0 | 0 | 0 | 0 | 0 | 0 | 0 | 1 | 1
1794 | 1795 | Home E in 12446 |  | 0 | 0 | 6 | 0 | 0 | 0 | 0 | 0 | 0 | 0 | 0 | 0 | 1 | 1
1795 | 1796 | Home F in 12446 |  | 0 | 0 | 4.5 | 0 | 0 | 0 | 0 | 0 | 0 | 0 | 0 | 0 | 1 | 1
1796 | 1797 | Home C in 12457 |  | 0 | 0 | 4.5 | 0 | 0 | 0 | 0 | 0 | 0 | 0 | 0 | 0 | 1 | 1
1797 | 1798 | Home B in 12458 |  | 0 | 0 | 4.5 | 0 | 0 | 0 | 0 | 0 | 0 | 0 | 0 | 0 | 1 | 1
1798 | 1799 | Home A in 12469 |  | 0 | 0 | 6 | 0 | 0 | 0 | 0 | 0 | 0 | 0 | 0 | 0 | 1 | 1
1799 | 1800 | Home C in 12498 |  | 0 | 0 | 7.6 | 0 | 0 | 0 | 0 | 0 | 0 | 0 | 0 | 0 | 1 | 1
1800 | 1801 | Home A in 12526 |  | 0 | 0 | 5 | 0 | 0 | 0 | 0 | 0 | 0 | 0 | 0 | 0 | 1 | 1
1801 | 1802 | Home B in 12528 |  | 0 | 0 | 2.9 | 0 | 0 | 0 | 0 | 0 | 0 | 0 | 0 | 0 | 1 | 1
1802 | 1803 | Home B in 12529 |  | 0 | 0 | 5 | 0 | 0 | 0 | 0 | 0 | 0 | 0 | 0 | 0 | 1 | 1
1803 | 1804 | Home B in 12549 |  | 0 | 0 | 6 | 0 | 0 | 0 | 0 | 0 | 0 | 0 | 0 | 0 | 1 | 1
1804 | 1805 | Facility A in 12550 |  | 0 | 0 | 120 | 0 | 0 | 0 | 0 | 0 | 0 | 0 | 0 | 0 | 1 | 1
1805 | 1806 | Home F in 12550 |  | 0 | 0 | 6 | 0 | 0 | 0 | 0 | 0 | 0 | 0 | 0 | 0 | 1 | 1
1806 | 1807 | Home A in 12567 |  | 0 | 0 | 5.5 | 0 | 0 | 0 | 0 | 0 | 0 | 0 | 0 | 0 | 1 | 1
1807 | 1808 | Home A in 12569 |  | 0 | 0 | 6 | 0 | 0 | 0 | 0 | 0 | 0 | 0 | 0 | 0 | 1 | 1
1808 | 1809 | Home B in 12569 |  | 0 | 0 | 11.2 | 0 | 0 | 0 | 0 | 0 | 0 | 0 | 0 | 0 | 1 | 1
1809 | 1810 | Home A in 12580 |  | 0 | 0 | 9.6 | 0 | 0 | 0 | 0 | 0 | 0 | 0 | 0 | 0 | 1 | 1
1810 | 1811 | Home C in 12583 |  | 0 | 0 | 19 | 0 | 0 | 0 | 0 | 0 | 0 | 0 | 0 | 0 | 1 | 1
1811 | 1812 | Home F in 12603 |  | 0 | 0 | 3.8 | 0 | 0 | 0 | 0 | 0 | 0 | 0 | 0 | 0 | 1 | 1
1812 | 1813 | Home A in 12758 |  | 0 | 0 | 4.5 | 0 | 0 | 0 | 0 | 0 | 0 | 0 | 0 | 0 | 1 | 1
1814 | 1815 | Home A in 13021 |  | 0 | 0 | 8.4 | 0 | 0 | 0 | 0 | 0 | 0 | 0 | 0 | 0 | 1 | 1
1815 | 1816 | Home A in 13068 |  | 0 | 0 | 12.5 | 0 | 0 | 0 | 0 | 0 | 0 | 0 | 0 | 0 | 1 | 1
1816 | 1817 | Home A in 13304 |  | 0 | 0 | 8 | 0 | 0 | 0 | 0 | 0 | 0 | 0 | 0 | 0 | 1 | 1
1817 | 1818 | Home A in 14221 |  | 0 | 0 | 5.8 | 0 | 0 | 0 | 0 | 0 | 0 | 0 | 0 | 0 | 1 | 1
1818 | 1819 | Home A in 14456 |  | 0 | 0 | 8.4 | 0 | 0 | 0 | 0 | 0 | 0 | 0 | 0 | 0 | 1 | 1
1820 | 1821 | Home A in 14813 |  | 0 | 0 | 5.8 | 0 | 0 | 0 | 0 | 0 | 0 | 0 | 0 | 0 | 1 | 1
1821 | 1822 | Home A in 14850 |  | 0 | 0 | 70 | 0 | 0 | 0 | 0 | 0 | 0 | 0 | 0 | 0 | 1 | 1
1822 | 1823 | Home B in 14850 |  | 0 | 0 | 11.6 | 0 | 0 | 0 | 0 | 0 | 0 | 0 | 0 | 0 | 1 | 1
1823 | 1824 | Home C in 14850 |  | 0 | 0 | 0 | 0 | 0 | 0 | 0 | 0 | 0 | 0 | 0 | 0 | 1 | 1
1824 | 1825 | Home A in 14882 |  | 0 | 0 | 70 | 0 | 0 | 0 | 0 | 0 | 0 | 0 | 0 | 0 | 1 | 1
1825 | 1826 | Domino - Building E |  | 200 | 2452 | 0 | 0 | 0 | 0 | 0 | 0 | 0 | 0 | 0 | 0 | 1 | 1
1826 | 1827 | Little Falls Solar, LLC |  | 2957.04 | 0 | 0 | 0 | 0 | 0 | 0 | 0 | 0 | 0 | 0 | 0 | 1 | 1
1827 | 1828 | IKEA |  | 412.5 | 0 | 0 | 0 | 0 | 0 | 0 | 0 | 0 | 0 | 0 | 0 | 2 | 2
1828 | 1829 | Fresh Direct |  | 1000 | 4410 | 0 | 0 | 0 | 0 | 0 | 0 | 0 | 0 | 0 | 0 | 1 | 1
1829 | 1830 | The Mayfair |  | 100 | 700 | 0 | 0 | 0 | 0 | 0 | 0 | 0 | 0 | 0 | 0 | 1 | 1
1830 | 1831 | Lakeside Towers |  | 125 | 780 | 0 | 0 | 0 | 0 | 0 | 0 | 0 | 0 | 0 | 0 | 1 | 1
1831 | 1832 | Lucida |  | 125 | 780 | 0 | 0 | 0 | 0 | 0 | 0 | 0 | 0 | 0 | 0 | 1 | 1
1832 | 1833 | 1249 Park Ave |  | 100 | 613 | 0 | 0 | 0 | 0 | 0 | 0 | 0 | 0 | 0 | 0 | 1 | 1
1833 | 1834 | Whitehaven Solar A, LLC - 1621 Whitehaven Road Solar Unit A - PV Systems |  | 6887.16 | 0 | 0 | 0 | 0 | 0 | 0 | 0 | 0 | 0 | 0 | 0 | 1 | 1
1834 | 1835 | Dutchess County Airport |  | 2173.5 | 0 | 0 | 0 | 0 | 0 | 0 | 0 | 0 | 0 | 0 | 0 | 1 | 1
1835 | 1836 | GE Solar - 80 Cheltingham Ave - PV Systems |  | 3500.64 | 0 | 0 | 0 | 0 | 0 | 0 | 0 | 0 | 0 | 0 | 0 | 1 | 1
1836 | 1837 | POD Hotel |  | 130 | 776 | 0 | 0 | 0 | 0 | 0 | 0 | 0 | 0 | 0 | 0 | 1 | 1
1837 | 1838 | Morris Avenue Apartments II |  | 65 | 388 | 0 | 0 | 0 | 0 | 0 | 0 | 0 | 0 | 0 | 0 | 1 | 1
1838 | 1839 | La Casa Del Mundo |  | 65 | 388 | 0 | 0 | 0 | 0 | 0 | 0 | 0 | 0 | 0 | 0 | 1 | 1
1839 | 1840 | Memorial Sloan Kettering (SKCC) |  | 1000 | 4410 | 0 | 0 | 0 | 0 | 0 | 0 | 0 | 0 | 0 | 0 | 1 | 1
1840 | 1841 | Kings County Hospital |  | 1600 | 6599 | 0 | 0 | 0 | 0 | 0 | 0 | 0 | 0 | 0 | 0 | 1 | 2
1841 | 1842 | 63 Wall Street |  | 300 | 1929 | 0 | 0 | 0 | 0 | 0 | 0 | 0 | 0 | 0 | 0 | 1 | 1
1842 | 1843 | 315 East 68th |  | 125 | 780 | 0 | 0 | 0 | 0 | 0 | 0 | 0 | 0 | 0 | 0 | 1 | 1
1843 | 1844 | High Peaks Solar |  | 3041.28 | 0 | 0 | 0 | 0 | 0 | 0 | 0 | 0 | 0 | 0 | 0 | 1 | 1
1844 | 1845 | Home D in 12572 |  |  |  | 10 | [9 empty] | 1 | 1
1845 | 1846 | Home B in 10516 |  |  |  | 5 | [9 empty] | 1 | 1
1846 | 1847 | Home B in 12414 |  |  |  | 5 | [9 empty] | 1 | 1
1847 | 1848 | Home A in 12545 |  |  |  | 5 | [9 empty] | 1 | 1
1848 | 1849 | Home E in 12533 |  |  |  | 20 | [9 empty] | 1 | 1
1849 | 1850 | Home C in 12561 |  |  |  | 10 | [9 empty] | 1 | 1
1850 | 1851 | Home B in 12580 |  |  |  | 5 | [9 empty] | 1 | 1
1851 | 1852 | Home D in 10543 |  |  |  | 30 | [9 empty] | 1 | 1
1853 | 1854 | Home D in 10603 |  |  |  | 25 | [9 empty] | 1 | 1
1854 | 1855 | Home A in 10570 |  |  |  | 5 | [9 empty] | 1 | 1
1855 | 1856 | Home F in 10520 |  |  |  | 10 | [9 empty] | 1 | 1
1856 | 1857 | Home A in 12110 |  |  |  | 15 | [9 empty] | 1 | 1
1857 | 1858 | Home A in 12831 |  |  |  | 10 | [9 empty] | 1 | 1
1858 | 1859 | Home B in 13365 |  |  |  | 2000 | [9 empty] | 1 | 1
1859 | 1860 | Home A in 14871 |  |  |  | 5.8 | [9 empty] | 1 | 1
1860 | 1861 | Home C in 12529 |  |  |  | 7 | [9 empty] | 1 | 1
1861 | 1862 | Home B in 12168 |  |  |  | 7 | [9 empty] | 1 | 1
1862 | 1863 | Home H in 11561 |  |  |  | 10 | [9 empty] | 1 | 1
1863 | 1864 | Home B in 11959 |  |  |  | 10 | [9 empty] | 1 | 1
1864 | 1865 | Home A in 11946 |  |  |  | 10 | [9 empty] | 1 | 1
1865 | 1866 | Home G in 11003 |  |  |  | 10 | [9 empty] | 1 | 1
1866 | 1867 | Home E in 11803 |  |  |  | 5 | [9 empty] | 1 | 1
1867 | 1868 | Home B in 11804 |  |  |  | 10 | [9 empty] | 1 | 1
1868 | 1869 | Home C in 11023 |  |  |  | 5 | [9 empty] | 1 | 1
1869 | 1870 | Home D in 11590 |  |  |  | 10 | [9 empty] | 1 | 1
1870 | 1871 | Home A in 11518 |  |  |  | 10 | [9 empty] | 1 | 1
1871 | 1872 | Home A in 11547 |  |  |  | 5 | [9 empty] | 1 | 1
1872 | 1873 | Home A in 11714 |  |  |  | 15 | [9 empty] | 1 | 1
1873 | 1874 | Home E in 11590 |  |  |  | 10 | [9 empty] | 1 | 1
1874 | 1875 | Home D in 11720 |  |  |  | 10 | [9 empty] | 1 | 1
1875 | 1876 | Home B in 11946 |  |  |  | 5 | [9 empty] | 1 | 1
1876 | 1877 | Home E in 11710 |  |  |  | 5 | [9 empty] | 1 | 1
1877 | 1878 | 60 Sutton Place |  | 250 | 1560 | 0 | 0 | 0 | 0 | 0 | 0 | 0 | 0 | 0 | 0 | 1 | 1
1878 | 1879 | Equinix |  | 862.5 | 0 | 0 | 0 | 0 | 0 | 0 | 0 | 0 | 0 | 0 | 0 | 1 | 1
1879 | 1880 | Borrego Solar Systems, Inc - Allis Rd. |  | 7349.265 | 0 | 0 | 0 | 0 | 0 | 0 | 0 | 0 | 0 | 0 | 0 | 1 | 1
1880 | 1881 | Borrego Solar Systems, Inc - Beals Rd. |  | 5228.685 | 0 | 0 | 0 | 0 | 0 | 0 | 0 | 0 | 0 | 0 | 0 | 1 | 1
1881 | 1882 | Bacon Triangle, LLC |  | 719.44 | 0 | 0 | 0 | 0 | 0 | 0 | 0 | 0 | 0 | 0 | 0 | 1 | 1
1882 | 1883 | Pendleton Solar 1 PV - 178542 |  | 6066.06 | 0 | 0 | 0 | 0 | 0 | 0 | 0 | 0 | 0 | 0 | 0 | 1 | 1
1883 | 1884 | General Electric International Inc. - 165456 |  | 4596.8 | 0 | 0 | 0 | 0 | 0 | 0 | 0 | 0 | 0 | 0 | 0 | 1 | 1
1884 | 1885 | Town of Dewitt - 128332 |  | 2660.85 | 0 | 0 | 0 | 0 | 0 | 0 | 0 | 0 | 0 | 0 | 0 | 1 | 1
1885 | 1886 | Little Falls Solar, LLC - 187870 |  | 2947.05 | 0 | 0 | 0 | 0 | 0 | 0 | 0 | 0 | 0 | 0 | 0 | 1 | 1
1886 | 1887 | Town of Monroe - 49524 |  | 1982.88 | 0 | 0 | 0 | 0 | 0 | 0 | 0 | 0 | 0 | 0 | 0 | 1 | 1
1887 | 1888 | GE Solar - 171278 |  | 1653.08 | 0 | 0 | 0 | 0 | 0 | 0 | 0 | 0 | 0 | 0 | 0 | 1 | 1
1888 | 1889 | Hales Mills Solar, LLC - 175352 |  | 5705.64 | 0 | 0 | 0 | 0 | 0 | 0 | 0 | 0 | 0 | 0 | 0 | 1 | 1
1889 | 1890 | Annadale Community Fuel Cells |  | 7875 | 0 | 0 | 0 | 0 | 0 | 0 | 0 | 0 | 0 | 0 | 0 | 4 | 4
1890 | 1891 | LR Wheatfield Solar 1, LLC - 166748 |  | 6296.94 | 0 | 0 | 0 | 0 | 0 | 0 | 0 | 0 | 0 | 0 | 0 | 1 | 1
1891 | 1892 | Taxi 30-02 39th Street |  | 200 | 1226 | 0 | 0 | 0 | 0 | 0 | 0 | 0 | 0 | 0 | 0 | 1 | 1
1892 | 1893 | OYA Blanchard Road |  | 7602.4 | 0 | 5000 | 15000 | 0 | 0 | 0 | 0 | 0 | 0 | 0 | 0 | 2 | 2
1893 | 1895 | OYA Blanchard Road 2 |  | 7602.4 | 0 | 5000 | 15000 | 0 | 0 | 0 | 0 | 0 | 0 | 0 | 0 | 2 | 2
1894 | 1418 | OYA NYS Route 12 |  | 7602.4 | 0 | 5000 | 15000 | 0 | 0 | 0 | 0 | 0 | 0 | 0 | 0 | 2 | 2
1895 | 1896 | OYA Great Lakes Seaway |  | 7602.4 | 0 | 0 | 0 | 0 | 0 | 0 | 0 | 0 | 0 | 0 | 0 | 1 | 1
1896 | 1897 | OYA 2643 Moore Road |  | 7025.68 | 0 | 0 | 0 | 0 | 0 | 0 | 0 | 0 | 0 | 0 | 0 | 1 | 1
1897 | 1898 | Village of Coxsackie - 190963 |  | 869.4 | 0 | 0 | 0 | 0 | 0 | 0 | 0 | 0 | 0 | 0 | 0 | 1 | 1
1898 | 1899 | Rosemond Solar, LLC |  | 2980.8 | 0 | 0 | 0 | 0 | 0 | 0 | 0 | 0 | 0 | 0 | 0 | 1 | 1
1899 | 1900 | Home D in 12561 |  |  |  | 10 | [9 empty] | 1 | 1
1900 | 1901 | Home H in 12401 |  |  |  | 10 | [9 empty] | 1 | 1
1901 | 1902 | Home D in 12477 |  |  |  | 9.6 | [9 empty] | 1 | 1
1902 | 1903 | Home A in 12543 |  |  |  | 5 | [9 empty] | 1 | 1
1903 | 1904 | Home F in 12533 |  |  |  | 11.4 | [9 empty] | 1 | 1
1904 | 1905 | Home G in 12533 |  |  |  | 5 | [9 empty] | 1 | 1
1905 | 1906 | Home A in 12411 |  |  |  | 10 | [9 empty] | 1 | 1
1906 | 1907 | Home E in 10598 |  |  |  | 25 | [9 empty] | 1 | 1
1907 | 1908 | Home C in 10604 |  |  |  | 7.6 | [9 empty] | 1 | 1
1908 | 1909 | Home G in 10520 |  |  |  | 5 | [9 empty] | 1 | 1
1909 | 1910 | Home B in 10514 |  |  |  | 11.4 | [9 empty] | 1 | 1
1910 | 1911 | Home A in 10547 |  |  |  | 10 | [9 empty] | 1 | 1
1911 | 1912 | Home A in 10577 |  |  |  | 11.4 | [9 empty] | 1 | 1
1912 | 1913 | Home H in 10520 |  |  |  | 7.6 | [9 empty] | 1 | 1
1913 | 1914 | Home C in 10530 |  |  |  | 13.5 | [9 empty] | 1 | 1
1914 | 1915 | Home C in 12065 |  |  |  | 10 | [9 empty] | 1 | 1
1915 | 1916 | Home A in 13492 |  |  |  | 10 | [9 empty] | 1 | 1
1916 | 1917 | Home A in 12845 |  |  |  | 15 | [9 empty] | 1 | 1
1917 | 1918 | Home A in 12302 |  |  |  | 10 | [9 empty] | 1 | 1
1918 | 1919 | Home A in 13904 |  |  |  | 7 | [9 empty] | 1 | 1
1919 | 1920 | Home A in 12017 |  |  |  | 11.6 | [9 empty] | 1 | 1
1920 | 1921 | Home B in 10560 |  |  |  | 3.84 | [9 empty] | 1 | 1
1921 | 1922 | Home A in 14810 |  |  |  | 15.2 | [9 empty] | 1 | 1
1922 | 1923 | Home D in 12529 |  |  |  | 30 | [9 empty] | 1 | 1
1923 | 1924 | Home A in 14424 |  |  |  | 7 | [9 empty] | 1 | 1
1924 | 1925 | Home B in 14424 |  |  |  | 9.8 | [9 empty] | 1 | 1
1925 | 1926 | Home C in 14534 |  |  |  | 9.8 | [9 empty] | 1 | 1
1926 | 1927 | Home D in 10950 |  |  |  | 4.1 | [9 empty] | 1 | 1
1927 | 1928 | Home B in 12566 |  |  |  | 12.7 | [9 empty] | 1 | 1
1928 | 1929 | Home D in 10930 |  |  |  | 10 | [9 empty] | 1 | 1
1929 | 1930 | Home E in 10940 |  |  |  | 4.8 | [9 empty] | 1 | 1
1930 | 1931 | Home B in 10977 |  |  |  | 10 | [9 empty] | 1 | 1
1931 | 1932 | Home B in 10965 |  |  |  | 7.6 | [9 empty] | 1 | 1
1932 | 1933 | Home C in 10977 |  |  |  | 3.12 | [9 empty] | 1 | 1
1933 | 1934 | Home B in 10970 |  |  |  | 20 | [9 empty] | 1 | 1
1934 | 1935 | Home C in 10924 |  |  |  | 5 | [9 empty] | 1 | 1
1935 | 1936 | Home B in 10925 |  |  |  | 15 | [9 empty] | 1 | 1
1936 | 1937 | Home C in 10920 |  |  |  | 10 | [9 empty] | 1 | 1
1937 | 1938 | Home B in 12721 |  |  |  | 11.4 | [9 empty] | 1 | 1
1938 | 1939 | Home D in 11706 |  |  |  | 5 | [9 empty] | 1 | 1
1939 | 1940 | Home F in 11566 |  |  |  | 5 | [9 empty] | 1 | 1
1940 | 1941 | Home F in 11768 |  |  |  | 10 | [9 empty] | 1 | 1
1941 | 1942 | Home B in 11518 |  |  |  | 5 | [9 empty] | 1 | 1
1942 | 1943 | Home C in 11704 |  |  |  | 10 | [9 empty] | 1 | 1
1943 | 1944 | Home G in 11554 |  |  |  | 5 | [9 empty] | 1 | 1
1944 | 1945 | Home I in 11561 |  |  |  | 10 | [9 empty] | 1 | 1
1945 | 1946 | Home A in 11509 |  |  |  | 5 | [9 empty] | 1 | 1
1946 | 1947 | Home F in 11788 |  |  |  | 5 | [9 empty] | 1 | 1
1947 | 1948 | Home E in 11717 |  |  |  | 10 | [9 empty] | 1 | 1
1948 | 1949 | Home H in 11572 |  |  |  | 5 | [9 empty] | 1 | 1
1949 | 1950 | Home F in 11590 |  |  |  | 15 | [9 empty] | 1 | 1
1950 | 1951 | Home E in 11758 |  |  |  | 5 | [9 empty] | 1 | 1
1951 | 1952 | Home H in 11791 |  |  |  | 10 | [9 empty] | 1 | 1
1952 | 1953 | Home C in 11797 |  |  |  | 10 | [9 empty] | 1 | 1
1953 | 1954 | Home B in 11795 |  |  |  | 5 | [9 empty] | 1 | 1
1954 | 1955 | Home B in 11767 |  |  |  | 20 | [9 empty] | 1 | 1
1955 | 1956 | Home E in 11801 |  |  |  | 10 | [9 empty] | 1 | 1
1956 | 1957 | Home A in 11558 |  |  |  | 5 | [9 empty] | 1 | 1
1957 | 1958 | Home C in 11598 |  |  |  | 10 | [9 empty] | 1 | 1
1958 | 1959 | West Side Marquis |  | 35 | 237 | 0 | 0 | 0 | 0 | 0 | 0 | 0 | 0 | 0 | 0 | 1 | 1
1959 | 1960 | NYSEG DSIP - Aggregated BTM 3 |  | 0 | 0 | 59 | 228 | 0 | 0 | 0 | 0 | 0 | 0 | 0 | 0 | 1 | 1
1960 | 1961 | NYSEG DSIP - Aggregated BTM 4 |  | 0 | 0 | 59 | 228 | 0 | 0 | 0 | 0 | 0 | 0 | 0 | 0 | 1 | 1
1961 | 1962 | NYSEG DSIP - Aggregated BTM 5 |  | 0 | 0 | 59 | 228 | 0 | 0 | 0 | 0 | 0 | 0 | 0 | 0 | 1 | 1
1962 | 1963 | NYSEG DSIP - Aggregated BTM 6 |  | 0 | 0 | 270 | 1140 | 0 | 0 | 0 | 0 | 0 | 0 | 0 | 0 | 1 | 1
1963 | 1964 | Mt Kisco DPW |  | 683 | 0 | 522 | 2088 | 0 | 0 | 0 | 0 | 0 | 0 | 0 | 0 | 2 | 2
1964 | 1965 | Washington Avenue Solar, LLC |  | 6145.36 | 0 | 0 | 0 | 0 | 0 | 0 | 0 | 0 | 0 | 0 | 0 | 1 | 1
1965 | 2084 | Sunstarter Solar XXXII LLC |  | 1722.72 | 0 | 0 | 0 | 0 | 0 | 0 | 0 | 0 | 0 | 0 | 0 | 1 | 1
1966 | 2085 | ELP Kinderhook Solar LLC |  | 7484.4 | 0 | 0 | 0 | 0 | 0 | 0 | 0 | 0 | 0 | 0 | 0 | 1 | 1
1967 | 2086 | Valley Sand and Gravel, Inc |  | 1736.64 | 0 | 0 | 0 | 0 | 0 | 0 | 0 | 0 | 0 | 0 | 0 | 1 | 1
1968 | 2087 | Costanza Solar, LLC |  | 3007.125 | 0 | 0 | 0 | 0 | 0 | 0 | 0 | 0 | 0 | 0 | 0 | 1 | 1
1969 | 2088 | Home A in 10452 |  |  |  | 17.25 | [9 empty] | 1 | 1
1970 | 2089 | Home A in 10505 |  |  |  | 11.6 | [9 empty] | 1 | 1
1971 | 2090 | Home D in 10509 |  |  |  | 11.6 | [9 empty] | 1 | 1
1972 | 2091 | Home C in 10514 |  |  |  | 10 | [9 empty] | 1 | 1
1973 | 2092 | Home A in 10550 |  |  |  | 250 | [9 empty] | 1 | 1
1974 | 2093 | Home B in 10579 |  |  |  | 11.6 | [9 empty] | 1 | 1
1975 | 2094 | Home F in 10924 |  |  |  | 10 | [9 empty] | 1 | 1
1976 | 2095 | Home G in 10924 |  |  |  | 15.2 | [9 empty] | 1 | 1
1977 | 2096 | Home D in 10924 |  |  |  | 5 | [9 empty] | 1 | 1
1978 | 2097 | Home B in 10984 |  |  |  | 15 | [9 empty] | 1 | 1
1979 | 2098 | Home C in 11530 |  |  |  | 10 | [9 empty] | 1 | 1
1980 | 2099 | Home C in 11553 |  |  |  | 5 | [9 empty] | 1 | 1
1981 | 2100 | Home J in 11561 |  |  |  | 10 | [9 empty] | 1 | 1
1982 | 2101 | Home A in 11563 |  |  |  | 10 | [9 empty] | 1 | 1
1983 | 2102 | Home B in 11563 |  |  |  | 5 | [9 empty] | 1 | 1
1984 | 2103 | Home G in 11566 |  |  |  | 10 | [9 empty] | 1 | 1
1985 | 2104 | Home G in 11590 |  |  |  | 10 | [9 empty] | 1 | 1
1986 | 2105 | Home D in 11598 |  |  |  | 15 | [9 empty] | 1 | 1
1987 | 2106 | Home G in 11725 |  |  |  | 15 | [9 empty] | 1 | 1
1988 | 2107 | Home D in 11731 |  |  |  | 5 | [9 empty] | 1 | 1
1989 | 2108 | Home D in 11738 |  |  |  | 10 | [9 empty] | 1 | 1
1990 | 2109 | Home H in 11743 |  |  |  | 5 | [9 empty] | 1 | 1
1991 | 2110 | Home I in 11743 |  |  |  | 10 | [9 empty] | 1 | 1
1992 | 2111 | Home J in 11746 |  |  |  | 10 | [9 empty] | 1 | 1
1993 | 2112 | Home G in 11747 |  |  |  | 20 | [9 empty] | 1 | 1
1994 | 2113 | Home E in 11753 |  |  |  | 5 | [9 empty] | 1 | 1
1995 | 2114 | Home E in 11754 |  |  |  | 5 | [9 empty] | 1 | 1
1996 | 2115 | Home F in 11756 |  |  |  | 10 | [9 empty] | 1 | 1
1997 | 2116 | Home I in 11757 |  |  |  | 5 | [9 empty] | 1 | 1
1998 | 2117 | Home F in 11758 |  |  |  | 2.54 | [9 empty] | 1 | 1
1999 | 2118 | Home G in 11758 |  |  |  | 10 | [9 empty] | 1 | 1
2000 | 2119 | Home G in 11762 |  |  |  | 4.5 | [9 empty] | 1 | 1
2001 | 2120 | Home E in 11787 |  |  |  | 10 | [9 empty] | 1 | 1
2002 | 2121 | Home G in 11788 |  |  |  | 15 | [9 empty] | 1 | 1
2003 | 2122 | Home I in 11791 |  |  |  | 10 | [9 empty] | 1 | 1
2004 | 2123 | Home J in 11791 |  |  |  | 10 | [9 empty] | 1 | 1
2005 | 2124 | Home L in 11937 |  |  |  | 5 | [9 empty] | 1 | 1
2006 | 2125 | Home B in 11960 |  |  |  | 10 | [9 empty] | 1 | 1
2007 | 2126 | Home C in 11961 |  |  |  | 20 | [9 empty] | 1 | 1
2008 | 2127 | Home E in 11963 |  |  |  | 10 | [9 empty] | 1 | 1
2009 | 2128 | Home A in 11976 |  |  |  | 25 | [9 empty] | 1 | 1
2010 | 2129 | Home A in 11977 |  |  |  | 20 | [9 empty] | 1 | 1
2011 | 2130 | Home A in 12051 |  |  |  | 5 | [9 empty] | 1 | 1
2012 | 2131 | Home A in 12061 |  |  |  | 5 | [9 empty] | 1 | 1
2013 | 2132 | Home C in 12458 |  |  |  | 5 | [9 empty] | 1 | 1
2014 | 2133 | Home F in 12553 |  |  |  | 5 | [9 empty] | 1 | 1
2015 | 2134 | Home G in 12603 |  |  |  | 15 | [9 empty] | 1 | 1
2016 | 2135 | Home A in 12748 |  |  |  | 5.8 | [9 empty] | 1 | 1
2017 | 2136 | Home A in 12775 |  |  |  | 11.6 | [9 empty] | 1 | 1
2018 | 2137 | Home A in 13126 |  |  |  | 5.8 | [9 empty] | 1 | 1
2019 | 2138 | Home A in 13440 |  |  |  | 17.1 | [9 empty] | 1 | 1
2020 | 2139 | Home A in 14094 |  |  |  | 7.6 | [9 empty] | 1 | 1
2021 | 2140 | Home B in 14221 |  |  |  | 7.6 | [9 empty] | 1 | 1
2022 | 2141 | Home C in 14424 |  |  |  | 11.6 | [9 empty] | 1 | 1
2023 | 2142 | Home A in 14532 |  |  |  | 8 | [9 empty] | 1 | 1
2024 | 2143 | Home D in 14534 |  |  |  | 8.6 | [9 empty] | 1 | 1
2025 | 2144 | Home B in 14818 |  |  |  | 7 | [9 empty] | 1 | 1
2026 | 2145 | Home A in 14843 |  |  |  | 5.6 | [9 empty] | 1 | 1
2027 | 2146 | Home A in 14872 |  |  |  | 7.6 | [9 empty] | 1 | 1
2028 | 2147 | Dorchester Towers |  | 375 | 2340 | 0 | 0 | 0 | 0 | 0 | 0 | 0 | 0 | 0 | 0 | 1 | 1
2030 | 2151 | Newfield Community Solar Farm |  | 5466.03 | 0 | 0 | 0 | 0 | 0 | 0 | 0 | 0 | 0 | 0 | 0 | 1 | 1
2031 | 2150 | Horseheads Community Solar Farm |  | 5481.58 | 0 | 0 | 0 | 0 | 0 | 0 | 0 | 0 | 0 | 0 | 0 | 2 | 2
2032 | 2149 | Big Flats Community Solar Farm |  | 5516.81 | 0 | 0 | 0 | 0 | 0 | 0 | 0 | 0 | 0 | 0 | 0 | 1 | 1
2033 | 2152 | Cream Street Solar, LLC - 175408 |  | 2917.08 | 0 | 0 | 0 | 0 | 0 | 0 | 0 | 0 | 0 | 0 | 0 | 1 | 1
2034 | 2153 | High Peaks Solar - 175124 |  | 3944.85 | 0 | 0 | 0 | 0 | 0 | 0 | 0 | 0 | 0 | 0 | 0 | 1 | 1
2035 | 2154 | High Peaks Solar - 175125 |  | 6016.92 | 0 | 0 | 0 | 0 | 0 | 0 | 0 | 0 | 0 | 0 | 0 | 1 | 1
2036 | 2155 | Delaware River Solar, LLC - 213067 |  | 5542.25 | 0 | 0 | 0 | 0 | 0 | 0 | 0 | 0 | 0 | 0 | 0 | 1 | 1
2037 | 2156 | USS New Scotland 1 LLC - 91172 |  | 2621.43 | 0 | 0 | 0 | 0 | 0 | 0 | 0 | 0 | 0 | 0 | 0 | 1 | 1
2038 | 2157 | LSE Pegasus LLC - 209587 |  | 7363.59 | 0 | 0 | 0 | 0 | 0 | 0 | 0 | 0 | 0 | 0 | 0 | 1 | 1
2039 | 2158 | NY Ontario I, LLC - 6686 Furnace Road |  | 4045.86 | 0 | 0 | 0 | 0 | 0 | 0 | 0 | 0 | 0 | 0 | 0 | 1 | 1
2040 | 2159 | Corning Inc. - 238220 |  | 6037 | 0 | 0 | 0 | 0 | 0 | 0 | 0 | 0 | 0 | 0 | 0 | 1 | 1
2041 | 2160 | Home C in 12414 |  |  |  | 15 | [9 empty] | 1 | 1
2042 | 2161 | Home G in 12553 |  |  |  | 20 | [9 empty] | 1 | 1
2043 | 2162 | Home E in 12477 |  |  |  | 10 | [9 empty] | 1 | 1
2044 | 2163 | Home B in 12545 |  |  |  | 5 | [9 empty] | 1 | 1
2045 | 2164 | Home B in 10570 |  |  |  | 4.6 | [9 empty] | 1 | 1
2046 | 2165 | Home F in 10510 |  |  |  | 10 | [9 empty] | 1 | 1
2047 | 2166 | Home H in 10598 |  |  |  | 12.24 | [9 empty] | 1 | 1
2048 | 2167 | Home B in 12831 |  |  |  | 10 | [9 empty] | 1 | 1
2049 | 2168 | Home B in 12775 |  |  |  | 11.6 | [9 empty] | 1 | 1
2050 | 2169 | Home A in 12029 |  |  |  | 7 | [9 empty] | 1 | 1
2051 | 2170 | Home G in 10598 |  |  |  | 17.4 | [9 empty] | 1 | 1
2052 | 2171 | Home A in 12921 |  |  |  | 9 | [9 empty] | 1 | 1
2053 | 2172 | Home F in 11803 |  |  |  | 5 | [9 empty] | 1 | 1
2054 | 2173 | Home H in 11762 |  |  |  | 5 | [9 empty] | 1 | 1
2055 | 2174 | Home D in 11797 |  |  |  | 15 | [9 empty] | 1 | 1
2056 | 2175 | Home E in 11731 |  |  |  | 6.7 | [9 empty] | 1 | 1
2057 | 2176 | Home J in 11743 |  |  |  | 15 | [9 empty] | 1 | 1
2058 | 2177 | Home D in 11553 |  |  |  | 5 | [9 empty] | 1 | 1
2059 | 2178 | Home G in 11803 |  |  |  | 10 | [9 empty] | 1 | 1
2060 | 2179 | Home K in 11791 |  |  |  | 10 | [9 empty] | 1 | 1
2061 | 2180 | Home E in 11797 |  |  |  | 15 | [9 empty] | 1 | 1
2062 | 2181 | Home I in 11572 |  |  |  | 5 | [9 empty] | 1 | 1
2063 | 2182 | Home F in 11787 |  |  |  | 10 | [9 empty] | 1 | 1
2064 | 2183 | Home H in 11758 |  |  |  | 10 | [9 empty] | 1 | 1
2065 | 2184 | Home F in 11753 |  |  |  | 10 | [9 empty] | 1 | 1
2066 | 2185 | Home G in 11753 |  |  |  | 20 | [9 empty] | 1 | 1
2067 | 2186 | Home G in 11756 |  |  |  | 5 | [9 empty] | 1 | 1
2068 | 2187 | Home G in 11787 |  |  |  | 10 | [9 empty] | 1 | 1
2069 | 2188 | Home B in 12589 |  |  |  | 10 | [9 empty] | 1 | 1
2070 | 2189 | Home A in 12547 |  |  |  | 5 | [9 empty] | 1 | 1
2071 | 2190 | Home A in 12449 |  |  |  | 10 | [9 empty] | 1 | 1
2072 | 2191 | Home D in 10524 |  |  |  | 10 | [9 empty] | 1 | 1
2073 | 2192 | Home B in 12540 |  |  |  | 5 | [9 empty] | 1 | 1
2074 | 2193 | Home A in 10546 |  |  |  | 15 | [9 empty] | 1 | 1
2075 | 2194 | Home A in 10610 |  |  |  | 144 | [9 empty] | 1 | 1
2076 | 2195 | Home B in 12526 |  |  |  | 5 | [9 empty] | 1 | 1
2077 | 2196 | Home A in 12211 |  |  |  | 10 | [9 empty] | 1 | 1
2078 | 2197 | Target Corporation - 121306 |  | 518.4 | 0 | 0 | 0 | 0 | 0 | 0 | 0 | 0 | 0 | 0 | 0 | 1 | 1
2079 | 2198 | Sunvestment Energy Group - 173558 |  | 2061.12 | 0 | 0 | 0 | 0 | 0 | 0 | 0 | 0 | 0 | 0 | 0 | 1 | 1
2080 | 2199 | Delaware River Solar, LLC - 81469 |  | 2758.86 | 0 | 0 | 0 | 0 | 0 | 0 | 0 | 0 | 0 | 0 | 0 | 1 | 1
2081 | 2200 | Lodestar Energy - 260 Hunt Creek Rd |  | 5220.8 | 0 | 0 | 0 | 0 | 0 | 0 | 0 | 0 | 0 | 0 | 0 | 1 | 1
2082 | 2201 | Borrego Solar - 267 Sugar Hill Rd |  | 6844.5 | 0 | 0 | 0 | 0 | 0 | 0 | 0 | 0 | 0 | 0 | 0 | 1 | 1
2083 | 2202 | SolarCity Corp - 905 Gallagher Rd |  | 2665.52 | 0 | 0 | 0 | 0 | 0 | 0 | 0 | 0 | 0 | 0 | 0 | 1 | 1
2084 | 2203 | SolarCity Corporat - 707 Stupke Rd |  | 2750.64 | 0 | 0 | 0 | 0 | 0 | 0 | 0 | 0 | 0 | 0 | 0 | 1 | 1
2085 | 2204 | SolarCity Corp - 247 Airport Rd |  | 4128.88 | 0 | 0 | 0 | 0 | 0 | 0 | 0 | 0 | 0 | 0 | 0 | 1 | 1
2086 | 2205 | SolarCity Corp - 487 NY Route 13 |  | 2834.56 | 0 | 0 | 0 | 0 | 0 | 0 | 0 | 0 | 0 | 0 | 0 | 1 | 1
2087 | 2206 | SolarCity Corp - 600 Lime Hollow Rd |  | 2667.36 | 0 | 0 | 0 | 0 | 0 | 0 | 0 | 0 | 0 | 0 | 0 | 1 | 1
2088 | 2207 | Dryden Community Solar Farm |  | 13475.43 | 0 | 0 | 0 | 0 | 0 | 0 | 0 | 0 | 0 | 0 | 0 | 3 | 3
2089 | 2208 | Home G in 11050 |  |  |  | 10 | [9 empty] | 1 | 1
2090 | 2209 | Home C in 11581 |  |  |  | 5 | [9 empty] | 1 | 1
2091 | 2210 | Home D in 11779 |  |  |  | 10 | [9 empty] | 1 | 1
2092 | 2211 | Home A in 11739 |  |  |  | 20 | [9 empty] | 1 | 1
2093 | 2212 | Home B in 11968 |  |  |  | 10 | [9 empty] | 1 | 1
2094 | 2213 | Home D in 11581 |  |  |  | 5 | [9 empty] | 1 | 1
2095 | 2214 | Home D in 11793 |  |  |  | 5 | [9 empty] | 1 | 1
2096 | 2215 | Home C in 11701 |  |  |  | 20 | [9 empty] | 1 | 1
2097 | 2216 | Home C in 11552 |  |  |  | 5 | [9 empty] | 1 | 1
2098 | 2217 | Home D in 11552 |  |  |  | 5 | [9 empty] | 1 | 1
2099 | 2218 | Home A in 11763 |  |  |  | 10 | [9 empty] | 1 | 1
2100 | 2219 | Home A in 11939 |  |  |  | 15 | [9 empty] | 1 | 1
2101 | 2220 | Home D in 11740 |  |  |  | 15 | [9 empty] | 1 | 1
2102 | 2221 | Home A in 11771 |  |  |  | 10 | [9 empty] | 1 | 1
2103 | 2222 | Home C in 11769 |  |  |  | 15 | [9 empty] | 1 | 1
2104 | 2223 | Home B in 11780 |  |  |  | 10 | [9 empty] | 1 | 1
2105 | 2224 | Home D in 11790 |  |  |  | 10 | [9 empty] | 1 | 1
2106 | 2225 | Home B in 11763 |  |  |  | 10 | [9 empty] | 1 | 1
2107 | 2226 | Home C in 12545 |  |  |  | 5 | [9 empty] | 1 | 1
2108 | 2227 | Home C in 12589 |  |  |  | 10 | [9 empty] | 1 | 1
2109 | 2228 | Home D in 12590 |  |  |  | 10 | [9 empty] | 1 | 1
2110 | 2229 | Home E in 12590 |  |  |  | 5 | [9 empty] | 1 | 1
2111 | 2230 | Facility A in 12601 |  |  |  | 2000 | [9 empty] | 1 | 1
2112 | 2231 | Home E in 10524 |  |  |  | 10 | [9 empty] | 1 | 1
2113 | 2232 | Home C in 12461 |  |  |  | 10 | [9 empty] | 1 | 1
2114 | 2233 | Home E in 12561 |  |  |  | 7.6 | [9 empty] | 1 | 1
2115 | 2234 | Home H in 12603 |  |  |  | 5 | [9 empty] | 1 | 1
2116 | 2235 | Home F in 12590 |  |  |  | 10 | [9 empty] | 1 | 1
2117 | 2236 | Home I in 10598 |  |  |  | 5 | [9 empty] | 1 | 1
2118 | 2237 | Facility A in 11217 |  |  |  | 800 | [9 empty] | 1 | 1
2120 | 2239 | Home B in 10502 |  |  |  | 5 | [9 empty] | 1 | 1
2121 | 2240 | Home G in 10549 |  |  |  | 15 | [9 empty] | 1 | 1
2122 | 2241 | Home E in 10583 |  |  |  | 15 | [9 empty] | 1 | 1
2123 | 2242 | Home C in 10504 |  |  |  | 15 | [9 empty] | 1 | 1
2124 | 2243 | Home C in 10705 |  |  |  | 7 | [9 empty] | 1 | 1
2125 | 2244 | Home C in 12020 |  |  |  | 10 | [9 empty] | 1 | 1
2126 | 2245 | Home D in 12020 |  |  |  | 5 | [9 empty] | 1 | 1
2127 | 2246 | Facility A in 12137 |  |  |  | 2500 | [9 empty] | 1 | 1
2128 | 2247 | Home A in 13028 |  |  |  | 17.1 | [9 empty] | 1 | 1
2129 | 2248 | Home A in 12203 |  |  |  | 10 | [9 empty] | 1 | 1
2130 | 2249 | Home A in 13428 |  |  |  | 10 | [9 empty] | 1 | 1
2131 | 2250 | Home A in 12843 |  |  |  | 5 | [9 empty] | 1 | 1
2132 | 2251 | Home B in 12078 |  |  |  | 9.6 | [9 empty] | 1 | 1
2133 | 2252 | Home A in 13477 |  |  |  | 20 | [9 empty] | 1 | 1
2134 | 2253 | Home C in 12831 |  |  |  | 10 | [9 empty] | 1 | 1
2135 | 2254 | Home A in 12148 |  |  |  | 5 | [9 empty] | 1 | 1
2136 | 2255 | Home C in 12563 |  |  |  | 11.6 | [9 empty] | 1 | 1
2137 | 2256 | Facility D in 14850 |  |  |  | 280 | [9 empty] | 1 | 1
2138 | 2257 | Home A in 10578 |  |  |  | 7 | [9 empty] | 1 | 1
2139 | 2258 | Home A in 13903 |  |  |  | 11.6 | [9 empty] | 1 | 1
2140 | 2259 | Home C in 10560 |  |  |  | 11.6 | [9 empty] | 1 | 1
2141 | 2260 | Home A in 13111 |  |  |  | 7.6 | [9 empty] | 1 | 1
2142 | 2261 | Home A in 10512 |  |  |  | 7.6 | [9 empty] | 1 | 1
2143 | 2262 | Facility A in 10963 |  |  |  | 2000 | [9 empty] | 1 | 1
2144 | 2263 | Home F in 10940 |  |  |  | 10 | [9 empty] | 1 | 1
2145 | 2264 | Home A in 10986 |  |  |  | 11.52 | [9 empty] | 1 | 1
2146 | 2265 | Facility A in 10970 |  |  |  | 3000 | [9 empty] | 1 | 1
2147 | 2266 | Home M in 10956 |  |  |  | 10 | [9 empty] | 1 | 1
2148 | 2267 | Home A in 12780 |  |  |  | 4.3 | [9 empty] | 1 | 1
2149 | 2268 | Home C in 10994 |  |  |  | 10 | [9 empty] | 1 | 1
2150 | 2269 | Home E in 10950 |  |  |  | 15 | [9 empty] | 1 | 1
2151 | 2270 | Home F in 10950 |  |  |  | 10 | [9 empty] | 1 | 1
2152 | 2271 | Home C in 10919 |  |  |  | 15 | [9 empty] | 1 | 1
2153 | 2272 | Home C in 12566 |  |  |  | 10 | [9 empty] | 1 | 1
2154 | 2273 | Home C in 10952 |  |  |  | 10 | [9 empty] | 1 | 1
2155 | 2274 | Home C in 10970 |  |  |  | 10 | [9 empty] | 1 | 1
2156 | 2275 | Home N in 10956 |  |  |  | 10 | [9 empty] | 1 | 1
2157 | 2276 | Home I in 10990 |  |  |  | 5 | [9 empty] | 1 | 1
2158 | 2277 | Home G in 10940 |  |  |  | 7.7 | [9 empty] | 1 | 1
2159 | 2278 | Home E in 10980 |  |  |  | 9.92 | [9 empty] | 1 | 1
2160 | 2279 | Home K in 11561 |  |  |  | 10 | [9 empty] | 1 | 1
2161 | 2280 | Home G in 11768 |  |  |  | 5 | [9 empty] | 1 | 1
2162 | 2281 | Home B in 11552 |  |  |  | 6.7 | [9 empty] | 1 | 1
2163 | 2282 | Home H in 11566 |  |  |  | 10 | [9 empty] | 1 | 1
2164 | 2283 | Home E in 11542 |  |  |  | 5 | [9 empty] | 1 | 1
2165 | 2284 | Home D in 11580 |  |  |  | 5 | [9 empty] | 1 | 1
2166 | 2285 | Home C in 11959 |  |  |  | 10 | [9 empty] | 1 | 1
2167 | 2286 | Home E in 11954 |  |  |  | 10 | [9 empty] | 1 | 1
2168 | 2287 | Home H in 11753 |  |  |  | 10 | [9 empty] | 1 | 1
2169 | 2288 | Home B in 11978 |  |  |  | 15 | [9 empty] | 1 | 1
2170 | 2289 | Home B in 11792 |  |  |  | 5 | [9 empty] | 1 | 1
2171 | 2290 | Home H in 11803 |  |  |  | 5 | [9 empty] | 1 | 1
2172 | 2291 | Home B in 11596 |  |  |  | 10 | [9 empty] | 1 | 1
2173 | 2292 | Home A in 11727 |  |  |  | 5 | [9 empty] | 1 | 1
2174 | 2293 | Home I in 11566 |  |  |  | 10 | [9 empty] | 1 | 1
2175 | 2294 | Home F in 11050 |  |  |  | 10 | [9 empty] | 1 | 1
2176 | 2295 | Home A in 11559 |  |  |  | 7.68 | [9 empty] | 1 | 1
2177 | 2296 | Home L in 11791 |  |  |  | 10 | [9 empty] | 1 | 1
2178 | 2297 | Home K in 11746 |  |  |  | 10 | [9 empty] | 1 | 1
2179 | 2298 | Home D in 11959 |  |  |  | 5 | [9 empty] | 1 | 1
2180 | 2299 | Home H in 11768 |  |  |  | 10 | [9 empty] | 1 | 1
2181 | 2300 | Home A in 11548 |  |  |  | 10 | [9 empty] | 1 | 1
2182 | 2301 | Home K in 11040 |  |  |  | 10 | [9 empty] | 1 | 1
2183 | 2302 | Home I in 11803 |  |  |  | 10 | [9 empty] | 1 | 1
2184 | 2303 | Home J in 11566 |  |  |  | 5 | [9 empty] | 1 | 1
2185 | 2304 | Home H in 11590 |  |  |  | 10 | [9 empty] | 1 | 1
2186 | 2305 | Home F in 11963 |  |  |  | 15 | [9 empty] | 1 | 1
2187 | 2306 | Home H in 11756 |  |  |  | 5 | [9 empty] | 1 | 1
2188 | 2307 | Home C in 11020 |  |  |  | 10 | [9 empty] | 1 | 1
2189 | 2308 | Home F in 11710 |  |  |  | 5 | [9 empty] | 1 | 1
2190 | 2309 | Home B in 11798 |  |  |  | 5 | [9 empty] | 1 | 1
2191 | 2310 | Home M in 11791 |  |  |  | 13.4 | [9 empty] | 1 | 1
2192 | 2311 | Home E in 11030 |  |  |  | 10 | [9 empty] | 1 | 1
2193 | 2312 | Borrego Solar Systems, Inc. – 753 Grooms Road |  | 10350.34 | 0 | 0 | 0 | 0 | 0 | 0 | 0 | 0 | 0 | 0 | 0 | 2 | 2
2194 | 2313 | Borrego Solar Systems – 3254 Roosevelt Hwy |  | 6912.68 | 0 | 0 | 0 | 0 | 0 | 0 | 0 | 0 | 0 | 0 | 0 | 1 | 1
2195 | 2207 | Dryden Community Solar Farm | Dryden Community Solar 1 | 0 | 0 | 0 | 0 | 0 | 0 | 0 | 0 | 0 | 0 | 0 | 0 | 0 | 0
2196 | 2314 | Fogarty - 124 Lybolt Rd |  | 3001.81 | 0 | 0 | 0 | 0 | 0 | 0 | 0 | 0 | 0 | 0 | 0 | 1 | 1
2197 | 2315 | 55 Wall St |  | 750 | 4257 | 0 | 0 | 0 | 0 | 0 | 0 | 0 | 0 | 0 | 0 | 1 | 1
2198 | 2316 | Borrego Solar Systems, Inc. - 2645 Union St. |  | 6443.28 | 0 | 0 | 0 | 0 | 0 | 0 | 0 | 0 | 0 | 0 | 0 | 1 | 1
2199 | 2317 | Borrego Solar Systems, Inc. - 2648 Union St. |  | 5622.48 | 0 | 0 | 0 | 0 | 0 | 0 | 0 | 0 | 0 | 0 | 0 | 1 | 1
2200 | 2318 | Borrego Solar Systems, Inc. - 2675 Union St. |  | 5848.2 | 0 | 0 | 0 | 0 | 0 | 0 | 0 | 0 | 0 | 0 | 0 | 1 | 1
2201 | 2319 | Delaware River Solar, LLC - 2 Frey Road |  | 4399.85 | 0 | 0 | 0 | 0 | 0 | 0 | 0 | 0 | 0 | 0 | 0 | 2 | 2
2202 | 2320 | Marlborough Solar, LLC - 132 Milton Turnpike |  | 2702.29 | 0 | 0 | 0 | 0 | 0 | 0 | 0 | 0 | 0 | 0 | 0 | 1 | 1
2203 | 2321 | Maine Endwell Central School District - 2661 NY26 |  | 4005.69 | 0 | 0 | 0 | 0 | 0 | 0 | 0 | 0 | 0 | 0 | 0 | 1 | 1
2204 | 2322 | NY Orange I, LLC - 2100 County Road 16 |  | 2881.48 | 0 | 0 | 0 | 0 | 0 | 0 | 0 | 0 | 0 | 0 | 0 | 1 | 1
2205 | 2323 | Sunvestment Energy Group NY 64, LLC - 5563 Lakeville Road |  | 4060.68 | 0 | 0 | 0 | 0 | 0 | 0 | 0 | 0 | 0 | 0 | 0 | 1 | 1
2206 | 2324 | Brooklyn Center |  | 200 | 1286.4 | 0 | 0 | 0 | 0 | 0 | 0 | 0 | 0 | 0 | 0 | 1 | 1
2207 | 2325 | Volney II |  | 4356.95 | 0 | 3000 | 15000 | 0 | 0 | 0 | 0 | 0 | 0 | 0 | 0 | 2 | 2
2208 | 2326 | Delaware River Solar, LLC - 2017 State Highway 17B (#1) |  | 6102.2 | 0 | 0 | 0 | 0 | 0 | 0 | 0 | 0 | 0 | 0 | 0 | 1 | 1
2209 | 2327 | NY Rushford I, LLC - 9475 Podunque Road |  | 6762.6 | 0 | 0 | 0 | 0 | 0 | 0 | 0 | 0 | 0 | 0 | 0 | 1 | 1
2210 | 2328 | Lodestar Energy - 170 Buck Rd |  | 5602.8 | 0 | 0 | 0 | 0 | 0 | 0 | 0 | 0 | 0 | 0 | 0 | 1 | 1
2211 | 2329 | Salt Point Solar, LLC |  | 2952.3 | 0 | 2000 | 4070 | 0 | 0 | 0 | 0 | 0 | 0 | 0 | 0 | 2 | 2
2212 | 2330 | Windsor Court |  | 250 | 0 | 0 | 0 | 0 | 0 | 0 | 0 | 0 | 0 | 0 | 0 | 1 | 1
2213 | 2331 | Dubois Solar, LLC |  | 3003 | 0 | 2000 | 4070 | 0 | 0 | 0 | 0 | 0 | 0 | 0 | 0 | 2 | 2
2214 | 2332 | FFP NY Rome Project1 - 7585 NewFloyd Rd |  | 6176.43 | 0 | 0 | 0 | 0 | 0 | 0 | 0 | 0 | 0 | 0 | 0 | 1 | 1
2215 | 2333 | CES Marbletown Solar - 2675 Route 209 |  | 4435 | 0 | 0 | 0 | 0 | 0 | 0 | 0 | 0 | 0 | 0 | 0 | 1 | 1
2216 | 2334 | Facility A in 12586 |  |  |  | 3960 | [9 empty] | 1 | 1
2217 | 2335 | Home I in 10510 |  |  |  | 10 | [9 empty] | 1 | 1
2218 | 2336 | Home B in 10706 |  |  |  | 5.76 | [9 empty] | 1 | 1
2219 | 2337 | Home B in 10538 |  |  |  | 10 | [9 empty] | 1 | 1
2220 | 2338 | Home A in 13654 |  |  |  | 5 | [9 empty] | 1 | 1
2221 | 2339 | Facility A in 13365 |  |  |  | 2000 | [9 empty] | 1 | 1
2222 | 2340 | Home A in 12202 |  |  |  | 7.6 | [9 empty] | 1 | 1
2223 | 2341 | Facility B in zip code 12095 |  |  |  | 3500 | [9 empty] | 1 | 1
2224 | 2342 | Home B in 13862 |  |  |  | 11.6 | [9 empty] | 1 | 1
2225 | 2343 | Home A in 13815 |  |  |  | 12 | [9 empty] | 1 | 1
2226 | 2344 | Home A in 12766 |  |  |  | 7.6 | [9 empty] | 1 | 1
2227 | 2345 | Home A in 13077 |  |  |  | 8 | [9 empty] | 1 | 1
2228 | 2346 | Home C in 10541 |  |  |  | 5.8 | [9 empty] | 1 | 1
2229 | 2347 | Home B in 14086 |  |  |  | 7.2 | [9 empty] | 1 | 1
2230 | 2348 | Home B in 14882 |  |  |  | 1 | [9 empty] | 1 | 1
2231 | 2349 | Home D in 10541 |  |  |  | 7.6 | [9 empty] | 1 | 1
2232 | 2350 | Facility A in 12566 |  |  |  | 2000 | [9 empty] | 1 | 1
2233 | 2351 | Home C in 11010 |  |  |  | 10 | [9 empty] | 1 | 1
2234 | 2352 | Home H in 11050 |  |  |  | 5 | [9 empty] | 1 | 1
2235 | 2353 | Home H in 11554 |  |  |  | 10 | [9 empty] | 1 | 1
2236 | 2354 | Home L in 11040 |  |  |  | 10 | [9 empty] | 1 | 1
2237 | 2355 | Home M in 11040 |  |  |  | 15 | [9 empty] | 1 | 1
2238 | 2356 | Home I in 11050 |  |  |  | 10 | [9 empty] | 1 | 1
2239 | 2357 | Home G in 10583 |  |  |  | 15 | [9 empty] | 1 | 1
2240 | 2358 | Home B in 12433 |  |  |  | 9 | [9 empty] | 1 | 1
2241 | 2359 | Home F in 12477 |  |  |  | 7.6 | [9 empty] | 1 | 1
2242 | 2360 | Home G in 12477 |  |  |  | 7.6 | [9 empty] | 1 | 1
2243 | 2361 | Home A in 12582 |  |  |  | 5 | [9 empty] | 1 | 1
2244 | 2362 | Home B in 12577 |  |  |  | 15 | [9 empty] | 1 | 1
2245 | 2363 | Home H in 12533 |  |  |  | 7.6 | [9 empty] | 1 | 1
2246 | 2364 | Home B in 12514 |  |  |  | 5 | [9 empty] | 1 | 1
2247 | 2365 | Home E in 12538 |  |  |  | 5.76 | [9 empty] | 1 | 1
2248 | 2366 | Home H in 12553 |  |  |  | 7.68 | [9 empty] | 1 | 1
2249 | 2367 | Home F in 12538 |  |  |  | 5 | [9 empty] | 1 | 1
2250 | 2368 | Home G in 12446 |  |  |  | 5 | [9 empty] | 1 | 1
2251 | 2369 | Home I in 12533 |  |  |  | 5.76 | [9 empty] | 1 | 1
2252 | 2370 | Home F in 12561 |  |  |  | 7.6 | [9 empty] | 1 | 1
2253 | 2371 | Home I in 12553 |  |  |  | 15 | [9 empty] | 1 | 1
2254 | 2372 | Home D in 12461 |  |  |  | 5 | [9 empty] | 1 | 1
2255 | 2373 | Home G in 12550 |  |  |  | 5 | [9 empty] | 1 | 1
2256 | 2374 | Home A in 12518 |  |  |  | 10 | [9 empty] | 1 | 1
2257 | 2375 | Home B in 12546 |  |  |  | 8 | [9 empty] | 1 | 1
2258 | 2376 | Home G in 12590 |  |  |  | 5 | [9 empty] | 1 | 1
2259 | 2377 | Home C in 12580 |  |  |  | 5 | [9 empty] | 1 | 1
2260 | 2378 | Home D in 12498 |  |  |  | 5 | [9 empty] | 1 | 1
2261 | 2379 | Home C in 10516 |  |  |  | 10 | [9 empty] | 1 | 1
2262 | 2380 | Home E in 12572 |  |  |  | 5 | [9 empty] | 1 | 1
2263 | 2381 | Home B in 12567 |  |  |  | 11.52 | [9 empty] | 1 | 1
2264 | 2382 | Home E in 12571 |  |  |  | 5 | [9 empty] | 1 | 1
2265 | 2383 | Home B in 12444 |  |  |  | 3.8 | [9 empty] | 1 | 1
2266 | 2384 | Home B in 12525 |  |  |  | 15 | [9 empty] | 1 | 1
2267 | 2385 | Home H in 12477 |  |  |  | 5 | [9 empty] | 1 | 1
2268 | 2386 | Home E in 12498 |  |  |  | 5 | [9 empty] | 1 | 1
2269 | 2387 | Home A in 12147 |  |  |  | 10 | [9 empty] | 1 | 1
2270 | 2388 | Home D in 12414 |  |  |  | 9 | [9 empty] | 1 | 1
2271 | 2389 | Home B in 12601 |  |  |  | 7.68 | [9 empty] | 1 | 1
2272 | 2390 | Home D in 12589 |  |  |  | 10 | [9 empty] | 1 | 1
2273 | 2391 | Home E in 10566 |  |  |  | 5 | [9 empty] | 1 | 1
2274 | 2392 | Home C in 10502 |  |  |  | 15 | [9 empty] | 1 | 1
2275 | 2393 | Home J in 10804 |  |  |  | 9.8 | [9 empty] | 1 | 1
2276 | 2394 | Home D in 10514 |  |  |  | 10 | [9 empty] | 1 | 1
2277 | 2395 | Home A in 10710 |  |  |  | 5 | [9 empty] | 1 | 1
2278 | 2396 | Facility A in 10021 |  |  |  | 125 | [9 empty] | 1 | 1
2279 | 2397 | Home B in 10580 |  |  |  | 5 | [9 empty] | 1 | 1
2280 | 2398 | Home G in 10510 |  |  |  | 6.7 | [9 empty] | 1 | 1
2281 | 2399 | Home C in 10605 |  |  |  | 15 | [9 empty] | 1 | 1
2282 | 2400 | Home E in 10514 |  |  |  | 7.7 | [9 empty] | 1 | 1
2283 | 2401 | Home D in 10530 |  |  |  | 5 | [9 empty] | 1 | 1
2284 | 2402 | Home H in 10510 |  |  |  | 6.7 | [9 empty] | 1 | 1
2285 | 2403 | Home A in 10303 |  |  |  | 7.68 | [9 empty] | 1 | 1
2286 | 2404 | Home G in 10562 |  |  |  | 20 | [9 empty] | 1 | 1
2287 | 2405 | Home C in 10595 |  |  |  | 15 | [9 empty] | 1 | 1
2288 | 2406 | Home D in 10567 |  |  |  | 4.3 | [9 empty] | 1 | 1
2289 | 2407 | Home F in 10562 |  |  |  | 15 | [9 empty] | 1 | 1
2290 | 2408 | Facility A in 10464 |  |  |  | 1000 | [9 empty] | 1 | 1
2291 | 2409 | Home F in 10583 |  |  |  | 10 | [9 empty] | 1 | 1
2292 | 2410 | Facility A in 12309 |  |  |  | 6711 | [9 empty] | 1 | 1
2293 | 2411 | Home B in 12804 |  |  |  | 5 | [9 empty] | 1 | 1
2294 | 2412 | Home E in 12020 |  |  |  | 7.6 | [9 empty] | 1 | 1
2295 | 2413 | Home A in 12846 |  |  |  | 10 | [9 empty] | 1 | 1
2296 | 2414 | Home A in 13363 |  |  |  | 10 | [9 empty] | 1 | 1
2297 | 2415 | Home B in 12816 |  |  |  | 20 | [9 empty] | 1 | 1
2298 | 2416 | Home A in 13158 |  |  |  | 7 | [9 empty] | 1 | 1
2299 | 2417 | Home A in 13438 |  |  |  | 7.6 | [9 empty] | 1 | 1
2300 | 2418 | Facility A in 13069 |  |  |  | 5000 | [9 empty] | 1 | 1
2301 | 2419 | Home B in 12203 |  |  |  | 0.99 | [9 empty] | 1 | 1
2302 | 2420 | Home A in 14895 |  |  |  | 7.6 | [9 empty] | 1 | 1
2303 | 2421 | Home B in 12846 |  |  |  | 10 | [9 empty] | 1 | 1
2304 | 2422 | Home A in 14098 |  |  |  | 3.8 | [9 empty] | 1 | 1
2305 | 2423 | Home C in 12526 |  |  |  | 7.6 | [9 empty] | 1 | 1
2306 | 2424 | Home A in 13104 |  |  |  | 5 | [9 empty] | 1 | 1
2307 | 2425 | Facility A in 13032 |  |  |  | 5000 | [9 empty] | 1 | 1
2308 | 2426 | Home F in 12866 |  |  |  | 5 | [9 empty] | 1 | 1
2309 | 2427 | Facility B in 13032 |  |  |  | 5000 | [9 empty] | 1 | 1
2310 | 2428 | Home A in 13343 |  |  |  | 16 | [9 empty] | 1 | 1
2311 | 2429 | Home A in 12833 |  |  |  | 15 | [9 empty] | 1 | 1
2312 | 2430 | Home A in 14435 |  |  |  | 7 | [9 empty] | 1 | 1
2313 | 2431 | Home A in 12189 |  |  |  | 7.6 | [9 empty] | 1 | 1
2314 | 2432 | Home A in 13421 |  |  |  | 5 | [9 empty] | 1 | 1
2315 | 2433 | Home D in 12526 |  |  |  | 18.5 | [9 empty] | 1 | 1
2316 | 2434 | Home B in 12531 |  |  |  | 5.8 | [9 empty] | 1 | 1
2317 | 2435 | Home B in 14527 |  |  |  | 10 | [9 empty] | 1 | 1
2318 | 2436 | Home A in 12522 |  |  |  | 11.6 | [9 empty] | 1 | 1
2319 | 2437 | Home D in 10560 |  |  |  | 11.6 | [9 empty] | 1 | 1
2320 | 2438 | Home A in 12167 |  |  |  | 8 | [9 empty] | 1 | 1
2321 | 2439 | Home A in 13862 |  |  |  | 5.8 | [9 empty] | 1 | 1
2322 | 2440 | Home A in 10507 |  |  |  | 5.8 | [9 empty] | 1 | 1
2323 | 2441 | Home C in 10579 |  |  |  | 11.6 | [9 empty] | 1 | 1
2324 | 2442 | Home B in 10541 |  |  |  | 11.6 | [9 empty] | 1 | 1
2325 | 2443 | Home A in 13838 |  |  |  | 11.6 | [9 empty] | 1 | 1
2326 | 2444 | Home J in 10598 |  |  |  | 11.6 | [9 empty] | 1 | 1
2327 | 2445 | Home B in 13838 |  |  |  | 5.8 | [9 empty] | 1 | 1
2328 | 2446 | Home D in 10579 |  |  |  | 11.6 | [9 empty] | 1 | 1
2329 | 2447 | Home A in 13332 |  |  |  | 5.8 | [9 empty] | 1 | 1
2330 | 2448 | Home A in 14086 |  |  |  | 5.8 | [9 empty] | 1 | 1
2331 | 2449 | Home B in 10960 |  |  |  | 20 | [9 empty] | 1 | 1
2332 | 2450 | Home H in 10940 |  |  |  | 3.9 | [9 empty] | 1 | 1
2333 | 2451 | Home D in 10977 |  |  |  | 2.64 | [9 empty] | 1 | 1
2334 | 2452 | Home B in 10992 |  |  |  | 3.8 | [9 empty] | 1 | 1
2335 | 2453 | Home C in 10901 |  |  |  | 5 | [9 empty] | 1 | 1
2336 | 2454 | Home H in 10924 |  |  |  | 25 | [9 empty] | 1 | 1
2337 | 2455 | Home C in 12721 |  |  |  | 5 | [9 empty] | 1 | 1
2338 | 2456 | Home C in 10992 |  |  |  | 10 | [9 empty] | 1 | 1
2339 | 2457 | Home E in 12721 |  |  |  | 10 | [9 empty] | 1 | 1
2340 | 2458 | Home I in 10940 |  |  |  | 6.1 | [9 empty] | 1 | 1
2341 | 2459 | Home D in 12721 |  |  |  | 5 | [9 empty] | 1 | 1
2342 | 2460 | Home C in 10960 |  |  |  | 15 | [9 empty] | 1 | 1
2343 | 2461 | Home F in 12721 |  |  |  | 10 | [9 empty] | 1 | 1
2344 | 2462 | Home A in 12746 |  |  |  | 3.2 | [9 empty] | 1 | 1
2345 | 2463 | Home D in 10994 |  |  |  | 7.68 | [9 empty] | 1 | 1
2346 | 2464 | Home O in 10956 |  |  |  | 15 | [9 empty] | 1 | 1
2347 | 2465 | Home B in 10989 |  |  |  | 7.7 | [9 empty] | 1 | 1
2348 | 2466 | Home D in 10901 |  |  |  | 5 | [9 empty] | 1 | 1
2349 | 2467 | Home D in 10992 |  |  |  | 12.5 | [9 empty] | 1 | 1
2350 | 2468 | Home D in 10918 |  |  |  | 20 | [9 empty] | 1 | 1
2351 | 2469 | Home C in 10965 |  |  |  | 10 | [9 empty] | 1 | 1
2352 | 2470 | Owlville Creek Solar, LLC |  | 6723.27 | 0 | 2500 | 10000 | 0 | 0 | 0 | 0 | 0 | 0 | 0 | 0 | 2 | 2
2353 | 2471 | Owlville Creek Solar 2, LLC |  | 6493.5 | 0 | 2500 | 10000 | 0 | 0 | 0 | 0 | 0 | 0 | 0 | 0 | 2 | 2
2354 | 2473 | Lansing Renewables, LLC |  | 6773.22 | 0 | 2500 | 10000 | 0 | 0 | 0 | 0 | 0 | 0 | 0 | 0 | 2 | 2
2355 | 2474 | Hudson Yards Tower A and Podium |  | 13316 | 22284 | 0 | 0 | 0 | 0 | 0 | 0 | 0 | 0 | 0 | 0 | 1 | 1
2356 | 2472 | Citibank |  | 6600 | 14152 | 0 | 0 | 0 | 0 | 0 | 0 | 0 | 0 | 0 | 0 | 1 | 1
2357 | 2475 | Ace Natural |  | 0 | 0 | 250 | 548 | 0 | 0 | 0 | 0 | 0 | 0 | 0 | 0 | 1 | 1
2358 | 2476 | LGA Delta terminal |  | 0 | 0 | 0 | 0 | 0 | 0 | 0 | 0 | 0 | 0 | 0 | 0 | 1 | 1
2359 | 2477 | City of Troy - Troy Landfill 3 Landfill Road - PV Systems |  | 2600 | 0 | 0 | 0 | 0 | 0 | 0 | 0 | 0 | 0 | 0 | 0 | 1 | 1
2360 | 2478 | Normandie Court |  | 250 | 0 | 0 | 0 | 0 | 0 | 0 | 0 | 0 | 0 | 0 | 0 | 1 | 1
2361 | 2479 | Ameresco - 876 State Highway 29A |  | 6906.9 | 0 | 0 | 0 | 0 | 0 | 0 | 0 | 0 | 0 | 0 | 0 | 1 | 1
2362 | 2480 | Borrego Solar Systems, Inc. - 1639 State Highway 29 - PV Systems |  | 9750.78 | 0 | 0 | 0 | 0 | 0 | 0 | 0 | 0 | 0 | 0 | 0 | 2 | 2
2363 | 2481 | Home Leasing - 5691 Walworth Ontario Rd - PV Systems |  | 2220.66 | 0 | 0 | 0 | 0 | 0 | 0 | 0 | 0 | 0 | 0 | 0 | 1 | 1
2364 | 2482 | Avalon White Plains |  | 0 | 0 | 144 | 288 | 0 | 0 | 0 | 0 | 0 | 0 | 0 | 0 | 1 | 1
2365 | 2483 | Rockland County Sewer District |  | 633 | 0 | 0 | 0 | 0 | 0 | 0 | 0 | 0 | 0 | 0 | 0 | 1 | 1
2366 | 2484 | Black River Solar, LLC |  | 5595.59 | 0 | 0 | 0 | 0 | 0 | 0 | 0 | 0 | 0 | 0 | 0 | 1 | 1
2367 | 1896 | OYA Great Lakes Seaway |  | 0 | 0 | 5000 | 15000 | 0 | 0 | 0 | 0 | 0 | 0 | 0 | 0 | 1 | 1
2368 | 2486 | Delaware River Solar - 2497 Canoga Road |  | 7045.48 | 0 | 0 | 0 | 0 | 0 | 0 | 0 | 0 | 0 | 0 | 0 | 1 | 1
2369 | 2487 | Borrego Solar Systems - 3232 West Main Street Rd |  | 5041.035 | 0 | 0 | 0 | 0 | 0 | 0 | 0 | 0 | 0 | 0 | 0 | 1 | 1
2370 | 2488 | Borrego Solar Systems - 3104 West Main Street Rd |  | 4461.48 | 0 | 0 | 0 | 0 | 0 | 0 | 0 | 0 | 0 | 0 | 0 | 1 | 1
2371 | 2489 | Borrego Solar Systems - 2131 State Route 40 |  | 7321.08 | 0 | 0 | 0 | 0 | 0 | 0 | 0 | 0 | 0 | 0 | 0 | 1 | 1
2372 | 2596 | Brooklyn United Methodist Church Home |  | 375 | 2340 | 0 | 0 | 0 | 0 | 0 | 0 | 0 | 0 | 0 | 0 | 1 | 1
2373 | 2597 | 273 Finchville Turnpike |  | 6814.13 | 0 | 1920 | 4360 | 0 | 0 | 0 | 0 | 0 | 0 | 0 | 0 | 2 | 2
2374 | 2598 | Ballston Spa Schools |  | 875 | 5460 | 0 | 0 | 0 | 0 | 0 | 0 | 0 | 0 | 0 | 0 | 1 | 1
2375 | 2599 | Norwich |  | 7508.02 | 0 | 5000 | 15000 | 0 | 0 | 0 | 0 | 0 | 0 | 0 | 0 | 2 | 2
2376 | 2600 | 2B Rotterdam Landfill |  | 4498.2 | 0 | 3600 | 10000 | 0 | 0 | 0 | 0 | 0 | 0 | 0 | 0 | 2 | 2
2377 | 2601 | Saratoga Solar II, LLC |  | 6486.48 | 0 | 0 | 0 | 0 | 0 | 0 | 0 | 0 | 0 | 0 | 0 | 1 | 1
2378 | 2602 | Home F in 12572 |  |  |  | 7.6 | [9 empty] | 1 | 1
2379 | 2603 | Home J in 12553 |  |  |  | 15 | [9 empty] | 1 | 1
2380 | 2604 | Home G in 12561 |  |  |  | 7.6 | [9 empty] | 1 | 1
2381 | 2605 | Home H in 12590 |  |  |  | 5 | [9 empty] | 1 | 1
2382 | 2606 | Home H in 12561 |  |  |  | 22.8 | [9 empty] | 1 | 1
2383 | 2607 | Home I in 12561 |  |  |  | 5 | [9 empty] | 1 | 1
2384 | 2608 | Home F in 10524 |  |  |  | 7.6 | [9 empty] | 1 | 1
2385 | 2609 | Home H in 12550 |  |  |  | 7.6 | [9 empty] | 1 | 1
2386 | 2610 | Facility B in 12550 |  |  |  | 210 | [9 empty] | 1 | 1
2387 | 2611 | Home I in 12590 |  |  |  | 5 | [9 empty] | 1 | 1
2388 | 2612 | Home F in 10992 |  |  |  | 10 | [9 empty] | 1 | 1
2389 | 2613 | Home D in 12458 |  |  |  | 5 | [9 empty] | 1 | 1
2390 | 2614 | Home G in 12572 |  |  |  | 5 | [9 empty] | 1 | 1
2391 | 2615 | Home J in 12477 |  |  |  | 7.68 | [9 empty] | 1 | 1
2392 | 2616 | Home I in 12477 |  |  |  | 5 | [9 empty] | 1 | 1
2393 | 2617 | Home E in 12461 |  |  |  | 9 | [9 empty] | 1 | 1
2394 | 2618 | Home I in 12401 |  |  |  | 15 | [9 empty] | 1 | 1
2395 | 2619 | Home F in 12498 |  |  |  | 10 | [9 empty] | 1 | 1
2396 | 2620 | Home C in 10706 |  |  |  | 10 | [9 empty] | 1 | 1
2397 | 2621 | Home B in 10591 |  |  |  | 6.8 | [9 empty] | 1 | 1
2398 | 2622 | Home D in 10580 |  |  |  | 5 | [9 empty] | 1 | 1
2399 | 2623 | Home I in 10562 |  |  |  | 5 | [9 empty] | 1 | 1
2400 | 2624 | Home D in 10605 |  |  |  | 7.6 | [9 empty] | 1 | 1
2401 | 2625 | Home E in 10567 |  |  |  | 5 | [9 empty] | 1 | 1
2402 | 2626 | Home H in 10562 |  |  |  | 3.4 | [9 empty] | 1 | 1
2403 | 2627 | Home J in 10510 |  |  |  | 6.8 | [9 empty] | 1 | 1
2404 | 2628 | Home C in 10580 |  |  |  | 6.7 | [9 empty] | 1 | 1
2405 | 2629 | Home A in 10591 |  |  |  | 15 | [9 empty] | 1 | 1
2406 | 2630 | Home A in 13323 |  |  |  | 6.8 | [9 empty] | 1 | 1
2407 | 2631 | Home E in 12526 |  |  |  | 10 | [9 empty] | 1 | 1
2408 | 2632 | Home D in 12831 |  |  |  | 5 | [9 empty] | 1 | 1
2409 | 2633 | Home E in 12831 |  |  |  | 7.6 | [9 empty] | 1 | 1
2410 | 2634 | Home B in 10505 |  |  |  | 9 | [9 empty] | 1 | 1
2411 | 2635 | Home J in 12533 |  |  |  | 11.6 | [9 empty] | 1 | 1
2412 | 2636 | Home A in 13901 |  |  |  | 5.8 | [9 empty] | 1 | 1
2413 | 2637 | Home B in 14843 |  |  |  | 7.6 | [9 empty] | 1 | 1
2414 | 2638 | Home K in 12533 |  |  |  | 11.6 | [9 empty] | 1 | 1
2415 | 2639 | Home J in 10940 |  |  |  | 3.8 | [9 empty] | 1 | 1
2416 | 2640 | Home F in 10980 |  |  |  | 10 | [9 empty] | 1 | 1
2417 | 2641 | Home E in 10992 |  |  |  | 10 | [9 empty] | 1 | 1
2418 | 2642 | Home G in 12721 |  |  |  | 5 | [9 empty] | 1 | 1
2419 | 2643 | Home K in 10940 |  |  |  | 6.1 | [9 empty] | 1 | 1
2420 | 2644 | Home L in 10940 |  |  |  | 6 | [9 empty] | 1 | 1
2421 | 2645 | Home I in 10924 |  |  |  | 4.1 | [9 empty] | 1 | 1
2422 | 2646 | Home J in 10990 |  |  |  | 10 | [9 empty] | 1 | 1
2423 | 2647 | Home E in 10977 |  |  |  | 7.7 | [9 empty] | 1 | 1
2424 | 2648 | Home C in 11946 |  |  |  | 10 | [9 empty] | 1 | 1
2425 | 2649 | Home E in 11580 |  |  |  | 10 | [9 empty] | 1 | 1
2426 | 2650 | Home F in 11801 |  |  |  | 5 | [9 empty] | 1 | 1
2427 | 2651 | Home I in 11756 |  |  |  | 10 | [9 empty] | 1 | 1
2428 | 2652 | Home L in 11050 |  |  |  | 10 | [9 empty] | 1 | 1
2429 | 2653 | Home H in 11725 |  |  |  | 6.7 | [9 empty] | 1 | 1
2430 | 2654 | Home K in 11787 |  |  |  | 5 | [9 empty] | 1 | 1
2431 | 2655 | Home I in 11787 |  |  |  | 5 | [9 empty] | 1 | 1
2432 | 2656 | Home C in 11518 |  |  |  | 10 | [9 empty] | 1 | 1
2433 | 2657 | Home H in 11003 |  |  |  | 5 | [9 empty] | 1 | 1
2434 | 2658 | Home I in 11590 |  |  |  | 2.54 | [9 empty] | 1 | 1
2435 | 2659 | Home G in 11706 |  |  |  | 15 | [9 empty] | 1 | 1
2436 | 2660 | Home E in 11740 |  |  |  | 5 | [9 empty] | 1 | 1
2437 | 2661 | Home I in 11725 |  |  |  | 20 | [9 empty] | 1 | 1
2438 | 2662 | Home Q in 11791 |  |  |  | 10 | [9 empty] | 1 | 1
2439 | 2663 | Home L in 11561 |  |  |  | 10 | [9 empty] | 1 | 1
2440 | 2664 | Home J in 11050 |  |  |  | 10 | [9 empty] | 1 | 1
2441 | 2665 | Home E in 11790 |  |  |  | 10 | [9 empty] | 1 | 1
2442 | 2666 | Home R in 11791 |  |  |  | 10 | [9 empty] | 1 | 1
2443 | 2667 | Home N in 11040 |  |  |  | 10 | [9 empty] | 1 | 1
2444 | 2668 | Home A in 11742 |  |  |  | 10 | [9 empty] | 1 | 1
2445 | 2669 | Home D in 11704 |  |  |  | 5 | [9 empty] | 1 | 1
2446 | 2670 | Home B in 11727 |  |  |  | 5 | [9 empty] | 1 | 1
2447 | 2671 | Home M in 11561 |  |  |  | 10 | [9 empty] | 1 | 1
2448 | 2672 | Home O in 11791 |  |  |  | 6.7 | [9 empty] | 1 | 1
2449 | 2673 | Home D in 11023 |  |  |  | 15 | [9 empty] | 1 | 1
2450 | 2674 | Home K in 11050 |  |  |  | 10 | [9 empty] | 1 | 1
2451 | 2675 | Facility A in 11976 |  |  |  | 20 | [9 empty] | 1 | 1
2452 | 2676 | Home D in 11518 |  |  |  | 5 | [9 empty] | 1 | 1
2453 | 2677 | Home J in 11787 |  |  |  | 10 | [9 empty] | 1 | 1
2454 | 2678 | Home E in 11552 |  |  |  | 5 | [9 empty] | 1 | 1
2455 | 2679 | Home J in 11572 |  |  |  | 5 | [9 empty] | 1 | 1
2456 | 2680 | Home H in 11787 |  |  |  | 10 | [9 empty] | 1 | 1
2457 | 2681 | Home F in 11954 |  |  |  | 10 | [9 empty] | 1 | 1
2458 | 2682 | Home N in 11050 |  |  |  | 10 | [9 empty] | 1 | 1
2459 | 2683 | Home L in 11746 |  |  |  | 10 | [9 empty] | 1 | 1
2460 | 2684 | Home J in 11590 |  |  |  | 5 | [9 empty] | 1 | 1
2461 | 2685 | Home S in 11791 |  |  |  | 10 | [9 empty] | 1 | 1
2462 | 2686 | Home M in 11050 |  |  |  | 5 | [9 empty] | 1 | 1
2463 | 2687 | Home K in 11590 |  |  |  | 5 | [9 empty] | 1 | 1
2464 | 2688 | Home K in 11743 |  |  |  | 10 | [9 empty] | 1 | 1
2465 | 2689 | Home K in 11566 |  |  |  | 6.7 | [9 empty] | 1 | 1
2466 | 2690 | Home E in 11704 |  |  |  | 20 | [9 empty] | 1 | 1
2467 | 2691 | Home E in 11738 |  |  |  | 5 | [9 empty] | 1 | 1
2468 | 2692 | Home E in 11793 |  |  |  | 5 | [9 empty] | 1 | 1
2469 | 2693 | Home E in 11706 |  |  |  | 5 | [9 empty] | 1 | 1
2470 | 2694 | Home C in 11767 |  |  |  | 8.6 | [9 empty] | 1 | 1
2471 | 2695 | Home N in 11791 |  |  |  | 10 | [9 empty] | 1 | 1
2472 | 2696 | Home L in 11566 |  |  |  | 5 | [9 empty] | 1 | 1
2473 | 2697 | Home E in 11779 |  |  |  | 5 | [9 empty] | 1 | 1
2474 | 2698 | Home I in 11768 |  |  |  | 10 | [9 empty] | 1 | 1
2475 | 2699 | Home C in 11798 |  |  |  | 5 | [9 empty] | 1 | 1
2476 | 2700 | Home C in 11763 |  |  |  | 5 | [9 empty] | 1 | 1
2477 | 2701 | Home C in 11780 |  |  |  | 6.7 | [9 empty] | 1 | 1
2478 | 2702 | Home I in 11758 |  |  |  | 10 | [9 empty] | 1 | 1
2479 | 2703 | Home P in 11791 |  |  |  | 7.6 | [9 empty] | 1 | 1
2480 | 2704 | Home L in 11590 |  |  |  | 5 | [9 empty] | 1 | 1
2481 | 2705 | Home N in 11561 |  |  |  | 6.7 | [9 empty] | 1 | 1
2482 | 2706 | Home I in 11554 |  |  |  | 5 | [9 empty] | 1 | 1
2483 | 2707 | Home F in 11706 |  |  |  | 5 | [9 empty] | 1 | 1
2484 | 2708 | Club Fit - Briarcliff Manor |  | 0 | 0 | 406 | 1624 | 0 | 0 | 0 | 0 | 0 | 0 | 0 | 0 | 1 | 1
2485 | 2709 | Minisink Solar LLC - 47 Cranston Rd - PV System |  | 1404 | 0 | 0 | 0 | 0 | 0 | 0 | 0 | 0 | 0 | 0 | 0 | 1 | 1
2486 | 2710 | Solitude Solar LLC d/b/a US Light Energy |  | 3403.4 | 0 | 0 | 0 | 0 | 0 | 0 | 0 | 0 | 0 | 0 | 0 | 1 | 1
2487 | 2711 | Lenox Renewables LLC - 7837 North Main Street - PV Systems |  | 4184.18 | 0 | 0 | 0 | 0 | 0 | 0 | 0 | 0 | 0 | 0 | 0 | 1 | 1
2488 | 2712 | SUNY Fredonia - 280 Central Ave |  | 1424.8 | 0 | 0 | 0 | 0 | 0 | 0 | 0 | 0 | 0 | 0 | 0 | 1 | 1
2489 | 2713 | Barclays Center |  | 0 | 0 | 750 | 2500 | 0 | 0 | 0 | 0 | 0 | 0 | 0 | 0 | 1 | 1
2490 | 2714 | S Centerville Rd |  | 3247.695 | 0 | 1560 | 6240 | 0 | 0 | 0 | 0 | 0 | 0 | 0 | 0 | 2 | 2
2491 | 2715 | Sangolqui Solar, LLC - Route 318 - PV Systems |  | 2906.8 | 0 | 0 | 0 | 0 | 0 | 0 | 0 | 0 | 0 | 0 | 0 | 1 | 1
2492 | 2716 | Orphan Farm NYS P - Orphan Farm Road - PV Systems |  | 1247.22 | 0 | 0 | 0 | 0 | 0 | 0 | 0 | 0 | 0 | 0 | 0 | 1 | 1
2493 | 2717 | Donati Solar, LLC |  | 2953.92 | 0 | 0 | 0 | 0 | 0 | 0 | 0 | 0 | 0 | 0 | 0 | 1 | 1
2494 | 2718 | ELP Ghent Solar LLC - 1023 Route 66 - PV Systems |  | 4312.17 | 0 | 0 | 0 | 0 | 0 | 0 | 0 | 0 | 0 | 0 | 0 | 1 | 1
2495 | 2719 | ELP Myer Solar LLC - 18 Warren Myer Road - PV Systems |  | 2999.1 | 0 | 0 | 0 | 0 | 0 | 0 | 0 | 0 | 0 | 0 | 0 | 1 | 1
2496 | 2720 | Greenhaven Correctional Facility |  | 4989.6 | 0 | 0 | 0 | 0 | 0 | 0 | 0 | 0 | 0 | 0 | 0 | 1 | 1
2497 | 2721 | Eastern Correctional Facility |  | 7003.53 | 0 | 0 | 0 | 0 | 0 | 0 | 0 | 0 | 0 | 0 | 0 | 1 | 1
2498 | 2722 | Delaware River Solar, LLC - Wildflower Way |  | 6998.8 | 0 | 0 | 0 | 0 | 0 | 0 | 0 | 0 | 0 | 0 | 0 | 1 | 1
2499 | 2723 | NY Plattsburgh I, LLC - 6106 Route 22 - PV Systems |  | 5030.1 | 0 | 0 | 0 | 0 | 0 | 0 | 0 | 0 | 0 | 0 | 0 | 1 | 1
2500 | 2724 | 237 State Route 96, LLC - 237 State Route 96 - PV Systems |  | 13185.6 | 0 | 0 | 0 | 0 | 0 | 0 | 0 | 0 | 0 | 0 | 0 | 2 | 2
2501 | 2725 | ELP Stanford Solar LLC - 6060 Route 82 - PV Systems |  | 7497.45 | 0 | 0 | 0 | 0 | 0 | 0 | 0 | 0 | 0 | 0 | 0 | 1 | 1
2502 | 2726 | 22 South West |  | 125 | 780 | 0 | 0 | 0 | 0 | 0 | 0 | 0 | 0 | 0 | 0 | 1 | 1
2503 | 2727 | 3333 Broadway |  | 500 | 3065 | 0 | 0 | 0 | 0 | 0 | 0 | 0 | 0 | 0 | 0 | 1 | 1
2504 | 2728 | The Goldman Sachs Group - 629 Columbia Street Colonie |  | 1305 | 0 | 0 | 0 | 0 | 0 | 0 | 0 | 0 | 0 | 0 | 0 | 1 | 1
2505 | 2729 | Amalgamated Housing Cooperative |  | 152 | 715.751 | 0 | 0 | 0 | 0 | 0 | 0 | 0 | 0 | 0 | 0 | 1 | 1
2506 | 2730 | Matrix Solar OC Newburgh Route 17 K, LLC - 108 NY17K - PV Systems |  | 5837.695 | 0 | 0 | 0 | 0 | 0 | 0 | 0 | 0 | 0 | 0 | 0 | 1 | 1
2507 | 2731 | Borrego Solar Systems, Inc. - 4352 Williams Rd - PV Systems |  | 5860.4 | 0 | 0 | 0 | 0 | 0 | 0 | 0 | 0 | 0 | 0 | 0 | 1 | 1
2508 | 2732 | NY Dix 1 LLC - 2627 County Road 16 - PV Systems |  | 5122.44 | 0 | 0 | 0 | 0 | 0 | 0 | 0 | 0 | 0 | 0 | 0 | 1 | 1
2509 | 2733 | Washingtonville Solar LLC - 19 South Street |  | 2800.44 | 0 | 0 | 0 | 0 | 0 | 0 | 0 | 0 | 0 | 0 | 0 | 1 | 1
2510 | 2734 | Slate Hill Solar LLC - 28 County Rte 22 |  | 2800.44 | 0 | 0 | 0 | 0 | 0 | 0 | 0 | 0 | 0 | 0 | 0 | 1 | 1
2511 | 2735 | Delaware River Solar, LLC NY 70 |  | 6905.1 | 0 | 0 | 0 | 0 | 0 | 0 | 0 | 0 | 0 | 0 | 0 | 1 | 1
2512 | 2736 | Home A in 14519 |  |  |  | 9 | [9 empty] | 1 | 1
2513 | 2737 | Home A in 12430 |  |  |  | 6.4 | [9 empty] | 1 | 1
2514 | 2738 | Home A in 13078 |  |  |  | 10 | [9 empty] | 1 | 1
2515 | 2739 | Home A in 12809 |  |  |  | 7.6 | [9 empty] | 1 | 1
2516 | 2740 | Home F in 12831 |  |  |  | 7.6 | [9 empty] | 1 | 1
2517 | 2741 | Home A in 12878 |  |  |  | 7.6 | [9 empty] | 1 | 1
2518 | 2742 | Home A in 14072 |  |  |  | 7.6 | [9 empty] | 1 | 1
2519 | 2743 | Home A in 14741 |  |  |  | 7.6 | [9 empty] | 1 | 1
2520 | 2744 | Home A in 14127 |  |  |  | 11.4 | [9 empty] | 1 | 1
2521 | 2745 | Home A in 14737 |  |  |  | 7.6 | [9 empty] | 1 | 1
2522 | 2746 | Facility B in 13041 |  |  |  | 5000 | [9 empty] | 1 | 1
2523 | 2747 | Facility A in 13045 |  |  |  | 5000 | [9 empty] | 1 | 1
2524 | 2748 | Facility A in 13142 |  |  |  | 2000 | [9 empty] | 1 | 1
2525 | 2749 | Home A in 13790 |  |  |  | 5.8 | [9 empty] | 1 | 1
2526 | 2750 | Home B in 14867 |  |  |  | 5.8 | [9 empty] | 1 | 1
2527 | 2751 | Home A in 13827 |  |  |  | 5.8 | [9 empty] | 1 | 1
2528 | 2752 | Home A in 13850 |  |  |  | 5.8 | [9 empty] | 1 | 1
2529 | 2753 | Home B in 14526 |  |  |  | 5.7 | [9 empty] | 1 | 1
2530 | 2754 | Home A in 12783 |  |  |  | 11 | [9 empty] | 1 | 1
2531 | 2755 | Home A in 12138 |  |  |  | 8 | [9 empty] | 1 | 1
2532 | 2756 | Home A in 12534 |  |  |  | 9 | [9 empty] | 1 | 1
2533 | 2757 | Facility A in 12571 |  |  |  | 22.8 | [9 empty] | 1 | 1
2534 | 2758 | Home B in 13775 |  |  |  | 7 | [9 empty] | 1 | 1
2535 | 2759 | Home A in 13809 |  |  |  | 7.6 | [9 empty] | 1 | 1
2536 | 2760 | Home A in 12122 |  |  |  | 7.6 | [9 empty] | 1 | 1
2537 | 2761 | Home A in 14624 |  |  |  | 250 | [9 empty] | 1 | 1
2538 | 2762 | Home A in 13775 |  |  |  | 11 | [9 empty] | 1 | 1
2539 | 2763 | Home A in 12019 |  |  |  | 7.6 | [9 empty] | 1 | 1
2540 | 2764 | Home A in 12040 |  |  |  | 7 | [9 empty] | 1 | 1
2541 | 2765 | Home A in 12516 |  |  |  | 11 | [9 empty] | 1 | 1
2542 | 2766 | Home D in 12457 |  |  |  | 7.6 | [9 empty] | 1 | 1
2543 | 2767 | Home E in 10560 |  |  |  | 6.9 | [9 empty] | 1 | 1
2544 | 2768 | Home A in 13633 |  |  |  | 7.6 | [9 empty] | 1 | 1
2545 | 2769 | Home A in 12010 |  |  |  | 7.6 | [9 empty] | 1 | 1
2546 | 2770 | Facility A in 12054 |  |  |  | 15.2 | [9 empty] | 1 | 1
2547 | 2771 | Home A in 12304 |  |  |  | 7.6 | [9 empty] | 1 | 1
2548 | 2772 | Home C in 12309 |  |  |  | 7.6 | [9 empty] | 1 | 1
2549 | 2773 | Home A in 12850 |  |  |  | 7.6 | [9 empty] | 1 | 1
2550 | 2774 | Home B in 12060 |  |  |  | 9 | [9 empty] | 1 | 1
2551 | 2775 | Home D in 10516 |  |  |  | 7.6 | [9 empty] | 1 | 1
2552 | 2776 | Home A in 12429 |  |  |  | 10 | [9 empty] | 1 | 1
2553 | 2777 | Home C in 12764 |  |  |  | 11.6 | [9 empty] | 1 | 1
2554 | 2778 | Home A in 12873 |  |  |  | 11.6 | [9 empty] | 1 | 1
2555 | 2779 | Facility A in 13815 |  |  |  | 4000 | [9 empty] | 1 | 1
2556 | 2780 | Home B in 14532 |  |  |  | 10 | [9 empty] | 1 | 1
2557 | 2781 | Home A in 14840 |  |  |  | 7.6 | [9 empty] | 1 | 1
2558 | 2782 | Facility E in 14850 |  |  |  | 17 | [9 empty] | 1 | 1
2559 | 2783 | Home B in 13827 |  |  |  | 16.97 | [9 empty] | 1 | 1
2560 | 2784 | Home A in 12724 |  |  |  | 4.5 | [9 empty] | 1 | 1
2561 | 2785 | Home D in 12764 |  |  |  | 8.5 | [9 empty] | 1 | 1
2562 | 2786 | Facility A in 12523 |  |  |  | 20 | [9 empty] | 1 | 1
2563 | 2787 | Facility A in 14063 |  |  |  | 491.7 | [9 empty] | 1 | 1
2564 | 2788 | Home A in 12157 |  |  |  | 9 | [9 empty] | 1 | 1
2565 | 2789 | Home A in 13123 |  |  |  | 10 | [9 empty] | 1 | 1
2566 | 2790 | Home A in 13152 |  |  |  | 6 | [9 empty] | 1 | 1
2567 | 2791 | Facility A in 12781 |  |  |  | 15 | [9 empty] | 1 | 1
2568 | 2792 | Home B in 13152 |  |  |  | 5 | [9 empty] | 1 | 1
2569 | 2793 | Facility A in 14526 |  |  |  | 19.2 | [9 empty] | 1 | 1
2570 | 2794 | Home A in 12743 |  |  |  | 11.6 | [9 empty] | 1 | 1
2571 | 2795 | Home B in 12758 |  |  |  | 11.6 | [9 empty] | 1 | 1
2572 | 2796 | Home D in 10920 |  |  |  | 15 | [9 empty] | 1 | 1
2573 | 2797 | Home B in 10921 |  |  |  | 10 | [9 empty] | 1 | 1
2574 | 2798 | Home C in 10923 |  |  |  | 20 | [9 empty] | 1 | 1
2575 | 2799 | Home D in 14424 |  |  |  | 1.92 | [9 empty] | 1 | 1
2576 | 2800 | Home F in 10516 |  |  |  | 15 | [9 empty] | 1 | 1
2577 | 2801 | Home B in 12037 |  |  |  | 11.6 | [9 empty] | 1 | 1
2578 | 2802 | Home A in 12125 |  |  |  | 11.6 | [9 empty] | 1 | 1
2579 | 2803 | Home A in 12136 |  |  |  | 11.6 | [9 empty] | 1 | 1
2580 | 2804 | Home C in 12412 |  |  |  | 5 | [9 empty] | 1 | 1
2581 | 2805 | Home A in 12436 |  |  |  | 10 | [9 empty] | 1 | 1
2582 | 2806 | Home C in 12440 |  |  |  | 10 | [9 empty] | 1 | 1
2583 | 2807 | Home J in 12561 |  |  |  | 5 | [9 empty] | 1 | 1
2584 | 2808 | Home A in 12067 |  |  |  | 5 | [9 empty] | 1 | 1
2585 | 2809 | Home A in 12173 |  |  |  | 5 | [9 empty] | 1 | 1
2586 | 2810 | Home A in 14870 |  |  |  | 9 | [9 empty] | 1 | 1
2587 | 2811 | Home A in 12729 |  |  |  | 7.7 | [9 empty] | 1 | 1
2588 | 2812 | Home A in 10921 |  |  |  | 5 | [9 empty] | 1 | 1
2589 | 2813 | Home B in 10923 |  |  |  | 10 | [9 empty] | 1 | 1
2590 | 2814 | Home E in 10930 |  |  |  | 7.7 | [9 empty] | 1 | 1
2591 | 2815 | Home C in 10954 |  |  |  | 9.3 | [9 empty] | 1 | 1
2592 | 2816 | Home D in 10954 |  |  |  | 5 | [9 empty] | 1 | 1
2593 | 2817 | Home P in 10956 |  |  |  | 10.4 | [9 empty] | 1 | 1
2594 | 2818 | Home Q in 10956 |  |  |  | 5.8 | [9 empty] | 1 | 1
2595 | 2819 | Home R in 10956 |  |  |  | 3.8 | [9 empty] | 1 | 1
2596 | 2820 | Home T in 10956 |  |  |  | 9.6 | [9 empty] | 1 | 1
2597 | 2821 | Home B in 12412 |  |  |  | 5 | [9 empty] | 1 | 1
2598 | 2822 | Home C in 12428 |  |  |  | 3.8 | [9 empty] | 1 | 1
2599 | 2823 | Home A in 12524 |  |  |  | 5 | [9 empty] | 1 | 1
2600 | 2824 | Home C in 12528 |  | 0 | 0 | 5 | 0 | 0 | 0 | 0 | 0 | 0 | 0 | 0 | 0 | 1 | 1
2601 | 2825 | Home E in 10516 |  | 0 | 0 | 15 | 0 | 0 | 0 | 0 | 0 | 0 | 0 | 0 | 0 | 1 | 1
2602 | 2826 | Home B in 12419 |  |  |  | 10 | [9 empty] | 1 | 1
2603 | 2827 | Home D in 12528 |  |  |  | 10 | [9 empty] | 1 | 1
2604 | 2828 | Home B in 12054 |  |  |  | 10 | [9 empty] | 1 | 1
2605 | 2829 | Home A in 12740 |  |  |  | 5 | [9 empty] | 1 | 1
2606 | 2830 | Home S in 10956 |  |  |  | 10 | [9 empty] | 1 | 1
2607 | 2831 | Home D in 10960 |  |  |  | 5 | [9 empty] | 1 | 1
2608 | 2832 | Freehold Solar - 9775-9873 State Route 32 |  | 2995.2 | 0 | 0 | 0 | 0 | 0 | 0 | 0 | 0 | 0 | 0 | 0 | 1 | 1
2609 | 2833 | Omni Navitas Holdings, LLC - 1497 County Route 31 - PV Systems |  | 3355.82 | 0 | 0 | 0 | 0 | 0 | 0 | 0 | 0 | 0 | 0 | 0 | 1 | 1
2610 | 2834 | Oakwood Cemetery |  | 0 | 0 | 1026 | 4104 | 0 | 0 | 0 | 0 | 0 | 0 | 0 | 0 | 1 | 1
2611 | 2835 | Mines Press |  | 0 | 0 | 1000 | 2000 | 0 | 0 | 0 | 0 | 0 | 0 | 0 | 0 | 1 | 1
2612 | 2836 | Five Pointz Towers |  | 260 | 1552 | 0 | 0 | 0 | 0 | 0 | 0 | 0 | 0 | 0 | 0 | 1 | 1
2613 | 2837 | Village East Towers |  | 130 | 776 | 0 | 0 | 0 | 0 | 0 | 0 | 0 | 0 | 0 | 0 | 1 | 1
2614 | 2838 | GSPP 24757 County Road 47 |  | 1310.4 | 0 | 0 | 0 | 0 | 0 | 0 | 0 | 0 | 0 | 0 | 0 | 1 | 1
2615 | 2838 | GSPP 24757 County Road 47 |  | 1310.4 | 0 | 0 | 0 | 0 | 0 | 0 | 0 | 0 | 0 | 0 | 0 | 1 | 1
2616 | 2839 | New York Departmen - Wende Creekview Drive - PV Systems |  | 6998.94 | 0 | 0 | 0 | 0 | 0 | 0 | 0 | 0 | 0 | 0 | 0 | 1 | 1
2617 | 2840 | Omni Navitas Holdings .LLC. - 4575 State Route 69 - PV Systems |  | 5888.48 | 0 | 0 | 0 | 0 | 0 | 0 | 0 | 0 | 0 | 0 | 0 | 1 | 1
2618 | 2841 | Skaneateles Community Solar Farm |  | 1252.16 | 0 | 0 | 0 | 0 | 0 | 0 | 0 | 0 | 0 | 0 | 0 | 1 | 1
2619 | 2842 | 2453 West Creek Road |  | 6908.4 | 0 | 0 | 0 | 0 | 0 | 0 | 0 | 0 | 0 | 0 | 0 | 1 | 1
2620 | 2843 | 443 Glen Mary Drive |  | 3001.68 | 0 | 0 | 0 | 0 | 0 | 0 | 0 | 0 | 0 | 0 | 0 | 1 | 1
2621 | 2843 | 443 Glen Mary Drive |  | 6908.4 | 0 | 0 | 0 | 0 | 0 | 0 | 0 | 0 | 0 | 0 | 0 | 1 | 1
2622 | 2844 | AES Distributed Energy, Inc. - 469 NY17K #1 - PV Systems |  | 7051.2 | 0 | 0 | 0 | 0 | 0 | 0 | 0 | 0 | 0 | 0 | 0 | 1 | 1
2623 | 2845 | Delaware River Solar, LLC - 6161 East River Road - PV Systems |  | 5998.68 | 0 | 0 | 0 | 0 | 0 | 0 | 0 | 0 | 0 | 0 | 0 | 1 | 1
2624 | 2846 | Home I in 11003 |  |  |  | 5 | [9 empty] | 1 | 1
2625 | 2847 | Home J in 11003 |  |  |  | 15 | [9 empty] | 1 | 1
2626 | 2848 | Home D in 11010 |  |  |  | 5 | [9 empty] | 1 | 1
2627 | 2849 | Home B in 11510 |  |  |  | 5 | [9 empty] | 1 | 1
2628 | 2850 | Home C in 11510 |  |  |  | 10 | [9 empty] | 1 | 1
2629 | 2851 | Home D in 11510 |  |  |  | 10 | [9 empty] | 1 | 1
2630 | 2852 | Home E in 11518 |  |  |  | 10 | [9 empty] | 1 | 1
2631 | 2853 | Home F in 11518 |  |  |  | 5 | [9 empty] | 1 | 1
2632 | 2854 | Home J in 11554 |  |  |  | 10 | [9 empty] | 1 | 1
2633 | 2855 | Home K in 11554 |  |  |  | 15 | [9 empty] | 1 | 1
2634 | 2856 | Home L in 11554 |  |  |  | 20 | [9 empty] | 1 | 1
2635 | 2857 | Home D in 11701 |  |  |  | 5 | [9 empty] | 1 | 1
2636 | 2858 | Home D in 11702 |  |  |  | 5 | [9 empty] | 1 | 1
2637 | 2859 | Home I in 11706 |  |  |  | 5 | [9 empty] | 1 | 1
2638 | 2860 | Home H in 11706 |  |  |  | 5 | [9 empty] | 1 | 1
2639 | 2861 | Home F in 11709 |  |  |  | 10 | [9 empty] | 1 | 1
2640 | 2862 | Home G in 11710 |  |  |  | 5 | [9 empty] | 1 | 1
2641 | 2863 | Home H in 11710 |  |  |  | 5 | [9 empty] | 1 | 1
2642 | 2864 | Home A in 11715 |  |  |  | 5 | [9 empty] | 1 | 1
2643 | 2865 | Home A in 11716 |  |  |  | 15 | [9 empty] | 1 | 1
2644 | 2866 | Home B in 11716 |  |  |  | 15 | [9 empty] | 1 | 1
2645 | 2867 | Home F in 11717 |  |  |  | 6.7 | [9 empty] | 1 | 1
2646 | 2868 | Home G in 11717 |  |  |  | 10 | [9 empty] | 1 | 1
2647 | 2869 | Home B in 11721 |  |  |  | 5 | [9 empty] | 1 | 1
2648 | 2870 | Home K in 11725 |  |  |  | 4.5 | [9 empty] | 1 | 1
2649 | 2871 | Home J in 11725 |  |  |  | 5 | [9 empty] | 1 | 1
2650 | 2872 | Home M in 11725 |  |  |  | 5 | [9 empty] | 1 | 1
2651 | 2873 | Home N in 11725 |  |  |  | 5 | [9 empty] | 1 | 1
2652 | 2874 | Home O in 11725 |  |  |  | 15 | [9 empty] | 1 | 1
2653 | 2875 | Home L in 11725 |  |  |  | 15 | [9 empty] | 1 | 1
2654 | 2876 | Home B in 11730 |  |  |  | 5 | [9 empty] | 1 | 1
2655 | 2877 | Home F in 11731 |  |  |  | 6.7 | [9 empty] | 1 | 1
2656 | 2878 | Facility A in 11731 |  |  |  | 20 | [9 empty] | 1 | 1
2657 | 2879 | Home G in 11731 |  |  |  | 10 | [9 empty] | 1 | 1
2658 | 2880 | Home D in 11735 |  |  |  | 10 | [9 empty] | 1 | 1
2659 | 2881 | Home E in 11735 |  |  |  | 10 | [9 empty] | 1 | 1
2660 | 2882 | Home M in 11746 |  |  |  | 10 | [9 empty] | 1 | 1
2661 | 2883 | Home N in 11746 |  |  |  | 15 | [9 empty] | 1 | 1
2662 | 2884 | Home O in 11746 |  |  |  | 10 | [9 empty] | 1 | 1
2663 | 2885 | Delaware River Solar - Telegraph Road |  | 2593.46 | 0 | 0 | 0 | 0 | 0 | 0 | 0 | 0 | 0 | 0 | 0 | 1 | 1
2664 | 2886 | Tesla Inc. - 1339 S Park Ave |  | 2457.84 | 0 | 0 | 0 | 0 | 0 | 0 | 0 | 0 | 0 | 0 | 0 | 1 | 1
2665 | 2887 | NYS Parks Tobin II |  | 2104.05 | 0 | 0 | 0 | 0 | 0 | 0 | 0 | 0 | 0 | 0 | 0 | 1 | 1
2666 | 2888 | Borrego Solar Systems, Inc. - Dusenberry Lane |  | 7165.56 | 0 | 0 | 0 | 0 | 0 | 0 | 0 | 0 | 0 | 0 | 0 | 1 | 1
2667 | 2889 | Borrego Solar Systems, Inc. - Knapp Road |  | 6132.78 | 0 | 0 | 0 | 0 | 0 | 0 | 0 | 0 | 0 | 0 | 0 | 1 | 1
2668 | 2890 | Bright Field - NYS Route 70 |  | 5281.2 | 0 | 0 | 0 | 0 | 0 | 0 | 0 | 0 | 0 | 0 | 0 | 1 | 1
2669 | 2891 | Bright Hill - 721 Eveland Road |  | 6820.74 | 0 | 0 | 0 | 0 | 0 | 0 | 0 | 0 | 0 | 0 | 0 | 1 | 1
2670 | 2892 | Bright Oak - Galloway Road |  | 5832 | 0 | 0 | 0 | 0 | 0 | 0 | 0 | 0 | 0 | 0 | 0 | 1 | 1
2671 | 2893 | Prowind Renewables - West River Road |  | 6943.32 | 0 | 0 | 0 | 0 | 0 | 0 | 0 | 0 | 0 | 0 | 0 | 1 | 1
2672 | 2894 | Silver Creek Solar, LLC - 2444 Chapin Road - PV Systems |  | 7507.08 | 0 | 0 | 0 | 0 | 0 | 0 | 0 | 0 | 0 | 0 | 0 | 1 | 1
2673 | 2895 | McCarthy Solar, LLC - 48-76 Round Hill Rd - PV Systems |  | 3001.32 | 0 | 0 | 0 | 0 | 0 | 0 | 0 | 0 | 0 | 0 | 0 | 1 | 1
2674 | 2896 | Wheatland 2A - 9565 Union Street - PV Systems |  | 5876.875 | 0 | 0 | 0 | 0 | 0 | 0 | 0 | 0 | 0 | 0 | 0 | 1 | 1
2675 | 2897 | Wheatland 2B - 9565 Union Street - PV Systems |  | 5877.25 | 0 | 0 | 0 | 0 | 0 | 0 | 0 | 0 | 0 | 0 | 0 | 1 | 1
2676 | 2898 | Landau Solar - 2986-3040 Route 32 - PV Systems |  | 3019.68 | 0 | 0 | 0 | 0 | 0 | 0 | 0 | 0 | 0 | 0 | 0 | 1 | 1
2677 | 2899 | Albany VA Medical Center: Samuel S. Stratton |  | 1005 | 4166.915 | 0 | 0 | 0 | 0 | 0 | 0 | 0 | 0 | 0 | 0 | 1 | 1
2678 | 2900 | Borrego Solar Systems, Inc. - 1414 Rowe Ave - PV Systems |  | 7160.4 | 0 | 0 | 0 | 0 | 0 | 0 | 0 | 0 | 0 | 0 | 0 | 1 | 1
2679 | 2901 | Adams Renewables, LLC - 13396 NY178 - PV Systems |  | 4424.42 | 0 | 0 | 0 | 0 | 0 | 0 | 0 | 0 | 0 | 0 | 0 | 1 | 1
2680 | 2902 | Hubbs Road Solar, LLC - 413 Schauber Rd - PV Systems |  | 6147.64 | 0 | 0 | 0 | 0 | 0 | 0 | 0 | 0 | 0 | 0 | 0 | 1 | 1
2681 | 2903 | Union Vale Solar, LLC |  | 2616.3 | 0 | 0 | 0 | 0 | 0 | 0 | 0 | 0 | 0 | 0 | 0 | 1 | 1
2682 | 2904 | Glenville Landfill |  | 7564.32 | 0 | 2500 | 10000 | 0 | 0 | 0 | 0 | 0 | 0 | 0 | 0 | 2 | 2
2683 | 2905 | Delaware River Solar, LLC - County Route 84 |  | 6907.2 | 0 | 0 | 0 | 0 | 0 | 0 | 0 | 0 | 0 | 0 | 0 | 1 | 1
2684 | 2906 | Lodestar Energy - 4201 East River Rd |  | 3374.8 | 0 | 0 | 0 | 0 | 0 | 0 | 0 | 0 | 0 | 0 | 0 | 1 | 1
2685 | 2907 | Novis Renewables - 40 Spring Street |  | 7504.77 | 0 | 0 | 0 | 0 | 0 | 0 | 0 | 0 | 0 | 0 | 0 | 1 | 1
2686 | 2908 | Novis Renewables - 963 Spring Street |  | 7502.82 | 0 | 0 | 0 | 0 | 0 | 0 | 0 | 0 | 0 | 0 | 0 | 1 | 1
2687 | 2909 | Omni Navitas MapsESNY LLC - 129 Cream St - PV Systems |  | 4694.76 | 0 | 0 | 0 | 0 | 0 | 0 | 0 | 0 | 0 | 0 | 0 | 1 | 1
2688 | 2910 | Omni Navitas MapsESNY LLC - 1436 Route 9G - PV Systems |  | 2358.14 | 0 | 0 | 0 | 0 | 0 | 0 | 0 | 0 | 0 | 0 | 0 | 1 | 1
2689 | 2911 | Edenwald YMCA |  | 70 | 408.24 | 0 | 0 | 0 | 0 | 0 | 0 | 0 | 0 | 0 | 0 | 1 | 1
2690 | 2912 | Alexandria - 201 W 72nd St. |  | 100 | 643.2 | 0 | 0 | 0 | 0 | 0 | 0 | 0 | 0 | 0 | 0 | 1 | 1
2691 | 2913 | Home C in 11021 |  |  |  | 10 | [9 empty] | 1 | 1
2692 | 2914 | Home D in11021 |  |  |  | 10 | [9 empty] | 1 | 1
2693 | 2915 | Home O in 11040 |  | 0 | 0 | 10 | 0 | 0 | 0 | 0 | 0 | 0 | 0 | 0 | 0 | 1 | 1
2694 | 2916 | Home P in 11040 |  |  |  | 10 | [9 empty] | 1 | 1
2695 | 2917 | Facility A in 11050 |  |  |  | 15 | [9 empty] | 1 | 1
2696 | 2918 | Home D in 11507 |  |  |  | 10 | [9 empty] | 1 | 1
2697 | 2919 | Home A in 11514 |  |  |  | 5 | [9 empty] | 1 | 1
2698 | 2920 | Home F in 11542 |  |  |  | 5 | [9 empty] | 1 | 1
2699 | 2921 | Home G in 11542 |  |  |  | 5 | [9 empty] | 1 | 1
2700 | 2922 | Home C in11550 |  |  |  | 5 | [9 empty] | 1 | 1
2701 | 2923 | Home F in 11552 |  |  |  | 10 | [9 empty] | 1 | 1
2702 | 2924 | Home E in 11553 |  |  |  | 5 | [9 empty] | 1 | 1
2703 | 2925 | Home B in 11558 |  |  |  | 10 | [9 empty] | 1 | 1
2704 | 2926 | Home O in 11561 |  |  |  | 10 | [9 empty] | 1 | 1
2705 | 2927 | Facility A in 11566 |  |  |  | 15 | [9 empty] | 1 | 1
2706 | 2928 | Home N in 11566 |  |  |  | 6.7 | [9 empty] | 1 | 1
2707 | 2929 | Home M in 11566 |  |  |  | 5 | [9 empty] | 1 | 1
2708 | 2930 | Home K in 11572 |  |  |  | 5 | [9 empty] | 1 | 1
2709 | 2931 | Home B in 11575 |  |  |  | 5 | [9 empty] | 1 | 1
2710 | 2932 | Home C in 11575 |  |  |  | 5 | [9 empty] | 1 | 1
2711 | 2933 | Home D in 11576 |  |  |  | 10 | [9 empty] | 1 | 1
2712 | 2934 | Home E in 11576 |  |  |  | 2.85 | [9 empty] | 1 | 1
2713 | 2935 | Home F in 11581 |  |  |  | 5 | [9 empty] | 1 | 1
2714 | 2936 | Home M in 11590 |  |  |  | 10 | [9 empty] | 1 | 1
2715 | 2937 | Home N in 11590 |  |  |  | 10 | [9 empty] | 1 | 1
2716 | 2938 | Home E in 11703 |  |  |  | 5 | [9 empty] | 1 | 1
2717 | 2939 | Home F in 11703 |  |  |  | 10 | [9 empty] | 1 | 1
2718 | 2940 | Home I in 11710 |  |  |  | 10 | [9 empty] | 1 | 1
2719 | 2941 | Home B in 11714 |  |  |  | 5 | [9 empty] | 1 | 1
2720 | 2942 | Facility A in 11714 |  |  |  | 15 | [9 empty] | 1 | 1
2721 | 2943 | Home E in 11720 |  |  |  | 10 | [9 empty] | 1 | 1
2722 | 2944 | Home F in 11720 |  |  |  | 10 | [9 empty] | 1 | 1
2723 | 2945 | Home G in 11720 |  |  |  | 5 | [9 empty] | 1 | 1
2724 | 2946 | Home C in 11741 |  |  |  | 10 | [9 empty] | 1 | 1
2725 | 2947 | Home B in 11742 |  |  |  | 10 | [9 empty] | 1 | 1
2726 | 2948 | Home L in 11743 |  |  |  | 10 | [9 empty] | 1 | 1
2727 | 2949 | Home M in 11743 |  |  |  | 10 | [9 empty] | 1 | 1
2728 | 2950 | Home P in 11746 |  |  |  | 10 | [9 empty] | 1 | 1
2729 | 2951 | Home H in 11747 |  |  |  | 10 | [9 empty] | 1 | 1
2730 | 2952 | Facility A in 11751 |  |  |  | 15 | [9 empty] | 1 | 1
2731 | 2953 | Home I in 11753 |  |  |  | 10 | [9 empty] | 1 | 1
2732 | 2954 | Facility A in 11753 |  |  |  | 15 | [9 empty] | 1 | 1
2733 | 2955 | Home J in 11753 |  |  |  | 10 | [9 empty] | 1 | 1
2734 | 2956 | Home F in 11754 |  |  |  | 5 | [9 empty] | 1 | 1
2735 | 2957 | Home J in 11756 |  |  |  | 5 | [9 empty] | 1 | 1
2736 | 2958 | Home K in 11756 |  |  |  | 10 | [9 empty] | 1 | 1
2737 | 2959 | Facility A in 11756 |  |  |  | 15 | [9 empty] | 1 | 1
2738 | 2960 | Home L in 11756 |  |  |  | 5 | [9 empty] | 1 | 1
2739 | 2961 | Home J in 11758 |  |  |  | 5 | [9 empty] | 1 | 1
2740 | 2962 | Home K in 11758 |  |  |  | 10 | [9 empty] | 1 | 1
2741 | 2963 | Home L in 11758 |  |  |  | 5 | [9 empty] | 1 | 1
2742 | 2964 | Home M in 11758 |  |  |  | 10 | [9 empty] | 1 | 1
2743 | 2965 | Home D in 11767 |  |  |  | 5 | [9 empty] | 1 | 1
2744 | 2966 | Home J in 11768 |  |  |  | 10 | [9 empty] | 1 | 1
2745 | 2967 | Home C in 11772 |  |  |  | 1.27 | [9 empty] | 1 | 1
2746 | 2968 | Home D in 11772 |  |  |  | 10 | [9 empty] | 1 | 1
2747 | 2969 | Home E in 11772 |  |  |  | 10 | [9 empty] | 1 | 1
2748 | 2970 | Home B in 11777 |  |  |  | 10 | [9 empty] | 1 | 1
2749 | 2971 | Home F in 11779 |  |  |  | 10 | [9 empty] | 1 | 1
2750 | 2972 | Home G in 11779 |  |  |  | 6.7 | [9 empty] | 1 | 1
2751 | 2973 | Home H in 11779 |  |  |  | 10 | [9 empty] | 1 | 1
2752 | 2974 | Home D in 11780 |  |  |  | 6.7 | [9 empty] | 1 | 1
2753 | 2975 | Facility A in 11780 |  |  |  | 15 | [9 empty] | 1 | 1
2754 | 2976 | Facility A in 11782 |  |  |  | 15 | [9 empty] | 1 | 1
2755 | 2977 | Home C in 11783 |  |  |  | 10 | [9 empty] | 1 | 1
2756 | 2978 | Home D in 11783 |  |  |  | 10 | [9 empty] | 1 | 1
2757 | 2979 | Home L in 11787 |  |  |  | 10 | [9 empty] | 1 | 1
2758 | 2980 | Home M in 11787 |  |  |  | 3.84 | [9 empty] | 1 | 1
2759 | 2981 | Home N in 11787 |  |  |  | 10 | [9 empty] | 1 | 1
2760 | 2982 | Home V in 11791 |  |  |  | 2.85 | [9 empty] | 1 | 1
2761 | 2983 | Facility A in 11791 |  |  |  | 15 | [9 empty] | 1 | 1
2762 | 2984 | Home T in 11791 |  |  |  | 10 | [9 empty] | 1 | 1
2763 | 2985 | Home U in 11791 |  |  |  | 5 | [9 empty] | 1 | 1
2764 | 2986 | Facility A in 11792 |  |  |  | 18 | [9 empty] | 1 | 1
2765 | 2987 | Home F in 11793 |  |  |  | 10 | [9 empty] | 1 | 1
2766 | 2988 | Home C in 11795 |  |  |  | 10 | [9 empty] | 1 | 1
2767 | 2989 | Home D in 11795 |  |  |  | 10 | [9 empty] | 1 | 1
2768 | 2990 | Home F in 11797 |  |  |  | 10 | [9 empty] | 1 | 1
2769 | 2991 | Home G in 11801 |  |  |  | 5 | [9 empty] | 1 | 1
2770 | 2992 | Home H in 11801 |  |  |  | 5 | [9 empty] | 1 | 1
2771 | 2993 | Home J in 11803 |  |  |  | 10 | [9 empty] | 1 | 1
2772 | 2994 | Home K in 11803 |  |  |  | 5 | [9 empty] | 1 | 1
2773 | 2995 | Home L in 11803 |  |  |  | 10 | [9 empty] | 1 | 1
2774 | 2996 | Home M in 11803 |  |  |  | 10 | [9 empty] | 1 | 1
2775 | 2997 | Facility A in 11803 |  |  |  | 15 | [9 empty] | 1 | 1
2776 | 2998 | Home N in 11803 |  |  |  | 10 | [9 empty] | 1 | 1
2777 | 2999 | Home O in 11803 |  |  |  | 5 | [9 empty] | 1 | 1
2778 | 3000 | Facility B in 11803 |  |  |  | 20 | [9 empty] | 1 | 1
2779 | 3001 | Home B in 11901 |  |  |  | 5 | [9 empty] | 1 | 1
2780 | 3002 | Home D in 11946 |  |  |  | 5 | [9 empty] | 1 | 1
2781 | 3003 | Home E in 11959 |  |  |  | 9.3 | [9 empty] | 1 | 1
2782 | 3004 | Home G in 11963 |  |  |  | 10 | [9 empty] | 1 | 1
2783 | 3005 | Home C in 11964 |  |  |  | 10 | [9 empty] | 1 | 1
2784 | 3006 | Facility A in 11967 |  |  |  | 15 | [9 empty] | 1 | 1
2785 | 3007 | Home A in 11971 |  |  |  | 5 | [9 empty] | 1 | 1
2786 | 2885 | Delaware River Solar - Telegraph Road |  | 4954.42 | 0 | 0 | 0 | 0 | 0 | 0 | 0 | 0 | 0 | 0 | 0 | 1 | 1
2787 | 3008 | Abundant Solar Pow - 2985 County Route 84 42.026902, 77.5 - PV Systems |  | 7038.36 | 0 | 0 | 0 | 0 | 0 | 0 | 0 | 0 | 0 | 0 | 0 | 1 | 1
2788 | 3009 | Borrego Solar Systems, Inc. - 241 Knapp Rd East - PV Systems |  | 6265.62 | 0 | 0 | 0 | 0 | 0 | 0 | 0 | 0 | 0 | 0 | 0 | 1 | 1
2789 | 3010 | Novis Renewables LLC - 5785 Judd Rd |  | 7508.54 | 0 | 0 | 0 | 0 | 0 | 0 | 0 | 0 | 0 | 0 | 0 | 1 | 1
2790 | 3011 | OYA State Route 122 LLC - 1436 State Route 122 - PV Systems |  | 6804.91 | 0 | 0 | 0 | 0 | 0 | 0 | 0 | 0 | 0 | 0 | 0 | 1 | 1
2791 | 3012 | New York Department - Midstate - PV Systems |  | 4989.6 | 0 | 0 | 0 | 0 | 0 | 0 | 0 | 0 | 0 | 0 | 0 | 1 | 1
2792 | 3013 | Erin Renewables, LLC - 875 Breesport Road - PV Systems |  | 2942.94 | 0 | 0 | 0 | 0 | 0 | 0 | 0 | 0 | 0 | 0 | 0 | 1 | 1
2793 | 3014 | Novis Renewables LLC - 5062 N Eagle Village Rd - PV Systems |  | 7502.04 | 0 | 0 | 0 | 0 | 0 | 0 | 0 | 0 | 0 | 0 | 0 | 1 | 1
2794 | 3015 | Morristown Solar II, LLC - 245127 |  | 6951.42 | 0 | 0 | 0 | 0 | 0 | 0 | 0 | 0 | 0 | 0 | 0 | 1 | 1
2795 | 3016 | SolarCity Corporat - 1994 East River Rd |  | 2661.12 | 0 | 0 | 0 | 0 | 0 | 0 | 0 | 0 | 0 | 0 | 0 | 1 | 1
2796 | 3017 | DG New York CS, LLC - Brothertown Rd |  | 6544.46 | 0 | 0 | 0 | 0 | 0 | 0 | 0 | 0 | 0 | 0 | 0 | 1 | 1
2797 | 3018 | Delaware River Solar, LLC - State Route 14A |  | 6899.85 | 0 | 0 | 0 | 0 | 0 | 0 | 0 | 0 | 0 | 0 | 0 | 1 | 1
2798 | 3019 | Lapeer Cortland Solar, LLC - 2160 Harvey Hill |  | 7500 | 0 | 0 | 0 | 0 | 0 | 0 | 0 | 0 | 0 | 0 | 0 | 1 | 1
2799 | 3020 | Lapeer Cortland Solar, LLC - 2162 Harvey Hill |  | 7498.92 | 0 | 0 | 0 | 0 | 0 | 0 | 0 | 0 | 0 | 0 | 0 | 1 | 1
2800 | 3021 | Lapeer Cortland Solar, LLC - 2223 Clarks Corners |  | 7497.49 | 0 | 0 | 0 | 0 | 0 | 0 | 0 | 0 | 0 | 0 | 0 | 1 | 1
2801 | 3022 | Novis Renewables - 8574 Green Lakes Rd |  | 7421.96 | 0 | 0 | 0 | 0 | 0 | 0 | 0 | 0 | 0 | 0 | 0 | 1 | 1
2802 | 3023 | Borrego Solar Systems - 5230 Town Line Road |  | 6453.81 | 0 | 0 | 0 | 0 | 0 | 0 | 0 | 0 | 0 | 0 | 0 | 1 | 1
2803 | 3024 | Lodestar Energy - County Road 16 |  | 7493.2 | 0 | 0 | 0 | 0 | 0 | 0 | 0 | 0 | 0 | 0 | 0 | 1 | 1
2804 | 3025 | ABA Clean Energy, LLC 55 Lehigh Road, Richland |  | 2630.88 | 0 | 2000 | 7698 | 0 | 0 | 0 | 0 | 0 | 0 | 0 | 0 | 2 | 2
2805 | 3026 | St. Mary’s Hospital for Children |  | 265 | 1265.5 | 0 | 0 | 0 | 0 | 0 | 0 | 0 | 0 | 0 | 0 | 1 | 1
2806 | 3027 | Calvary Hospital |  | 530 | 2531 | 0 | 0 | 0 | 0 | 0 | 0 | 0 | 0 | 0 | 0 | 1 | 1
2807 | 3028 | New York University 370 Jay Street |  | 1000 | 4410 | 0 | 0 | 0 | 0 | 0 | 0 | 0 | 0 | 0 | 0 | 1 | 1
2808 | 3029 | 20 Jones Street |  | 735 | 0 | 565 | 2260 | 0 | 0 | 0 | 0 | 0 | 0 | 0 | 0 | 1 | 1
2809 | 3030 | Glenmere |  | 3769.74 | 0 | 2475 | 8000 | 0 | 0 | 0 | 0 | 0 | 0 | 0 | 0 | 2 | 2
2810 | 3031 | NY Afton I, LLC - 271 County Road 17 |  | 4482.12 | 0 | 0 | 0 | 0 | 0 | 0 | 0 | 0 | 0 | 0 | 0 | 1 | 1
2811 | 3032 | TJANYPaul Rd Castelton |  | 7207.2 | 0 | 0 | 0 | 0 | 0 | 0 | 0 | 0 | 0 | 0 | 0 | 1 | 1
2812 | 3033 | South Goshen |  | 6928.74 | 0 | 5000 | 15229 | 0 | 0 | 0 | 0 | 0 | 0 | 0 | 0 | 2 | 2
2813 | 3034 | Solitude Solar - 6468 Glendale Rd |  | 2838.24 | 0 | 0 | 0 | 0 | 0 | 0 | 0 | 0 | 0 | 0 | 0 | 1 | 1
2814 | 3035 | Cypress Creek Renewables 590 County Road 108 |  | 6517.8 | 0 | 0 | 0 | 0 | 0 | 0 | 0 | 0 | 0 | 0 | 0 | 1 | 1
2815 | 3036 | Drinkwater Solar - 512 Crum Creek Rd |  | 3002.67 | 0 | 0 | 0 | 0 | 0 | 0 | 0 | 0 | 0 | 0 | 0 | 1 | 1
2816 | 3037 | 1540 Broadway |  | 1429 | 5454 | 0 | 0 | 0 | 0 | 0 | 0 | 0 | 0 | 0 | 0 | 1 | 1
2817 | 3038 | Industrial Loop |  | 5000 | 0 | 0 | 0 | 0 | 0 | 0 | 0 | 0 | 0 | 0 | 0 | 1 | 1
2818 | 3039 | Shawangunk Community Solar Farm |  | 2545.24 | 0 | 0 | 0 | 0 | 0 | 0 | 0 | 0 | 0 | 0 | 0 | 1 | 1
2819 | 3040 | Finney Solar - State Route 67 |  | 6503.355 | 0 | 0 | 0 | 0 | 0 | 0 | 0 | 0 | 0 | 0 | 0 | 1 | 1
2820 | 3041 | Hume - Wiscoy Solar I, LLC |  | 6189.48 | 0 | 0 | 0 | 0 | 0 | 0 | 0 | 0 | 0 | 0 | 0 | 1 | 1
2821 | 3042 | Hume - Wiscoy Solar II, LLC |  | 6765.12 | 0 | 0 | 0 | 0 | 0 | 0 | 0 | 0 | 0 | 0 | 0 | 1 | 1
2822 | 3043 | Mt. Morris - Creek & Hendershot Solar I, LLC |  | 6569.64 | 0 | 0 | 0 | 0 | 0 | 0 | 0 | 0 | 0 | 0 | 0 | 1 | 1
2823 | 3044 | Mt. Morris - Creek & Hendershot Solar II, LLC |  | 1829.52 | 0 | 0 | 0 | 0 | 0 | 0 | 0 | 0 | 0 | 0 | 0 | 1 | 1
2824 | 3045 | Mt. Morris - Creek Solar, LLC |  | 6469.335 | 0 | 0 | 0 | 0 | 0 | 0 | 0 | 0 | 0 | 0 | 0 | 1 | 1
2825 | 3046 | Major R. Owens Health & Wellness Community Center |  | 625 | 3900 | 0 | 0 | 0 | 0 | 0 | 0 | 0 | 0 | 0 | 0 | 1 | 1
2826 | 3047 | Cicero Energy Storage 1 - 7790 Northern Blvd |  | 7749 | 0 | 0 | 0 | 0 | 0 | 0 | 0 | 0 | 0 | 0 | 0 | 1 | 1
2827 | 3048 | Cicero Energy Storage 2 - 6262 Island Rd |  | 7560.81 | 0 | 0 | 0 | 0 | 0 | 0 | 0 | 0 | 0 | 0 | 0 | 1 | 1
2828 | 3049 | Mt. Morris - Nunda Solar, LLC |  | 6506.73 | 0 | 0 | 0 | 0 | 0 | 0 | 0 | 0 | 0 | 0 | 0 | 1 | 1
2829 | 3050 | Wildcat Renewables, LLC - 587 County Route 11 |  | 4928.26 | 0 | 0 | 0 | 0 | 0 | 0 | 0 | 0 | 0 | 0 | 0 | 1 | 1
2830 | 3051 | 103 Sparling Road, LLC |  | 4170.24 | 0 | 0 | 0 | 0 | 0 | 0 | 0 | 0 | 0 | 0 | 0 | 1 | 1
2831 | 3052 | Valley View Center |  | 225 | 1569 | 0 | 0 | 0 | 0 | 0 | 0 | 0 | 0 | 0 | 0 | 1 | 1
2832 | 3053 | GSPP Baxter 2, LLC - 473 Jackson Ave |  | 4124.12 | 0 | 0 | 0 | 0 | 0 | 0 | 0 | 0 | 0 | 0 | 0 | 1 | 1
2833 | 3054 | Omni Navitas Holdings LLC - 1616 County Route 12 |  | 4182.23 | 0 | 0 | 0 | 0 | 0 | 0 | 0 | 0 | 0 | 0 | 0 | 1 | 1
2834 | 3055 | U.S. Light Energy - 35890 SR26 Units A & B |  | 7499.94 | 0 | 0 | 0 | 0 | 0 | 0 | 0 | 0 | 0 | 0 | 0 | 1 | 1
2835 | 3055 | U.S. Light Energy - 35890 SR26 Units A & B |  | 4949.84 | 0 | 0 | 0 | 0 | 0 | 0 | 0 | 0 | 0 | 0 | 0 | 1 | 1
2836 | 3056 | Penn Yan Solar I LLC - 511 Hansen Point Rd |  | 7215.43 | 0 | 0 | 0 | 0 | 0 | 0 | 0 | 0 | 0 | 0 | 0 | 1 | 1
2837 | 3057 | Winant FC |  | 5000 | 0 | 0 | 0 | 0 | 0 | 0 | 0 | 0 | 0 | 0 | 0 | 1 | 1
2838 | 3058 | Ameresco, Inc. - 1196 NY Route 82 |  | 6868.8 | 0 | 0 | 0 | 0 | 0 | 0 | 0 | 0 | 0 | 0 | 0 | 1 | 1
2839 | 3059 | Clarkson Renewables, LLC - Lake Road |  | 7127.12 | 0 | 0 | 0 | 0 | 0 | 0 | 0 | 0 | 0 | 0 | 0 | 1 | 1
2840 | 3060 | Borrego Solar Systems - 2668 Redman Road |  | 1948.32 | 0 | 0 | 0 | 0 | 0 | 0 | 0 | 0 | 0 | 0 | 0 | 1 | 1
2841 | 3060 | Borrego Solar Systems - 2668 Redman Road |  | 6642 | 0 | 0 | 0 | 0 | 0 | 0 | 0 | 0 | 0 | 0 | 0 | 1 | 1
2842 | 3061 | Wawayanda 2 |  | 2522.52 | 0 | 2000 | 8000 | 0 | 0 | 0 | 0 | 0 | 0 | 0 | 0 | 2 | 2
2843 | 3062 | Delaware River Solar - Cafferty Hill |  | 6913 | 0 | 0 | 0 | 0 | 0 | 0 | 0 | 0 | 0 | 0 | 0 | 1 | 1
2844 | 3063 | Delaware River Solar - Route 19, Pike |  | 2872.8 | 0 | 0 | 0 | 0 | 0 | 0 | 0 | 0 | 0 | 0 | 0 | 1 | 1
2845 | 3063 | Delaware River Solar - Route 19, Pike |  | 7058.88 | 0 | 0 | 0 | 0 | 0 | 0 | 0 | 0 | 0 | 0 | 0 | 1 | 1
2846 | 3064 | GSPP Baxter 1 - 511 Jackson Ave. |  | 5611.84 | 0 | 0 | 0 | 0 | 0 | 0 | 0 | 0 | 0 | 0 | 0 | 1 | 1
2847 | 3065 | Monroe County Water Authority - 2842 Penfield Rd |  | 6144.39 | 0 | 0 | 0 | 0 | 0 | 0 | 0 | 0 | 0 | 0 | 0 | 1 | 1
2848 | 3066 | Solitude Solar - 5200 Flat Rock Road |  | 7186.14 | 0 | 0 | 0 | 0 | 0 | 0 | 0 | 0 | 0 | 0 | 0 | 1 | 1
2849 | 3067 | Solitude Solar - 5785 Waters Road |  | 7488 | 0 | 0 | 0 | 0 | 0 | 0 | 0 | 0 | 0 | 0 | 0 | 1 | 1
2850 | 3067 | Solitude Solar - 5785 Waters Road |  | 2884.96 | 0 | 0 | 0 | 0 | 0 | 0 | 0 | 0 | 0 | 0 | 0 | 1 | 1
2851 | 3068 | NSF Chaumont Site 3, LLC - 28050 County Route 179 PV Systems |  | 7747.22 | 0 | 5000 | 15000 | 0 | 0 | 0 | 0 | 0 | 0 | 0 | 0 | 2 | 2
2852 | 3069 | NSF Chaumont Site 5, LLC - 27940 County Route 179- PV Systems |  | 4650.49 | 0 | 5000 | 15000 | 0 | 0 | 0 | 0 | 0 | 0 | 0 | 0 | 2 | 2
2853 | 3070 | NSF Chaumont Site 4, LLC - 27944 County Route 179- PV Systems |  | 7132.19 | 0 | 5000 | 15000 | 0 | 0 | 0 | 0 | 0 | 0 | 0 | 0 | 2 | 2
2854 | 3071 | NSF Parma Site 2, LLC - 1682 Hilton Parma Corners Rd - PV Systems |  | 6199.2 | 0 | 4000 | 12000 | 0 | 0 | 0 | 0 | 0 | 0 | 0 | 0 | 2 | 2
2855 | 3072 | NSF Chaumont Site 1, LLC - 28160 County Route 179 - PV Systems |  | 7747.22 | 0 | 5000 | 15000 | 0 | 0 | 0 | 0 | 0 | 0 | 0 | 0 | 2 | 2
2856 | 3073 | NSF Chaumont Site 2, LLC - 28156 County Route 179 - PV System |  | 7747.22 | 0 | 3000 | 9000 | 0 | 0 | 0 | 0 | 0 | 0 | 0 | 0 | 2 | 2
2857 | 3074 | London Terrace |  | 530 | 2838 | 0 | 0 | 0 | 0 | 0 | 0 | 0 | 0 | 0 | 0 | 1 | 1
2858 | 3075 | Hotel Edison |  | 200 | 1226 | 0 | 0 | 0 | 0 | 0 | 0 | 0 | 0 | 0 | 0 | 1 | 1
2859 | 3076 | Ardsley Middle School |  | 0 | 0 | 698 | 2616 | 0 | 0 | 0 | 0 | 0 | 0 | 0 | 0 | 1 | 1
2860 | 3077 | Archer Green |  | 0 | 0 | 250 | 570 | 0 | 0 | 0 | 0 | 0 | 0 | 0 | 0 | 1 | 1
2865 | 3082 | Solitude Solar US Route 11 Units A-D |  | 2881.305 | 0 | 0 | 0 | 0 | 0 | 0 | 0 | 0 | 0 | 0 | 0 | 1 | 1
2866 | 3082 | Solitude Solar US Route 11 Units A-D |  | 2882.88 | 0 | 0 | 0 | 0 | 0 | 0 | 0 | 0 | 0 | 0 | 0 | 1 | 1
2867 | 3082 | Solitude Solar US Route 11 Units A-D |  | 2894.4 | 0 | 0 | 0 | 0 | 0 | 0 | 0 | 0 | 0 | 0 | 0 | 1 | 1
2868 | 3082 | Solitude Solar US Route 11 Units A-D |  | 2844.18 | 0 | 0 | 0 | 0 | 0 | 0 | 0 | 0 | 0 | 0 | 0 | 1 | 1
2869 | 3083 | Wildcat Renewables, LLC - 11061 Bullis Rd |  | 5671.34 | 0 | 0 | 0 | 0 | 0 | 0 | 0 | 0 | 0 | 0 | 0 | 1 | 1
2870 | 3084 | BQ Energy, LLC - 5684 County Highway 862 |  | 7494.39 | 0 | 0 | 0 | 0 | 0 | 0 | 0 | 0 | 0 | 0 | 0 | 1 | 1
2871 | 3085 | GSPP Hillsboro & Dunbar, LLC - 1593 Hillsboro Rd |  | 3517.28 | 0 | 0 | 0 | 0 | 0 | 0 | 0 | 0 | 0 | 0 | 0 | 1 | 1
2872 | 3086 | Omni Navitas Holdings, LLC - 3356 Sentinel Heights Rd |  | 4659.72 | 0 | 0 | 0 | 0 | 0 | 0 | 0 | 0 | 0 | 0 | 0 | 1 | 1
2873 | 3087 | Quiet Meadows Solar Farm 1 - 4435 Stoney Brook Rd |  | 5821.66 | 0 | 0 | 0 | 0 | 0 | 0 | 0 | 0 | 0 | 0 | 0 | 1 | 1
2874 | 3088 | Quiet Meadows Solar Farm 2 - 4426 Sholtz Road |  | 7549.36 | 0 | 0 | 0 | 0 | 0 | 0 | 0 | 0 | 0 | 0 | 0 | 1 | 1
2875 | 3089 | Waddingham Road Solar - 26719 Waddingham Road |  | 4970.16 | 0 | 0 | 0 | 0 | 0 | 0 | 0 | 0 | 0 | 0 | 0 | 1 | 1
2876 | 3084 | BQ Energy, LLC - 5684 County Highway 862 |  | 7471.305 | 0 | 0 | 0 | 0 | 0 | 0 | 0 | 0 | 0 | 0 | 0 | 1 | 1
2877 | 3090 | New York Departmen - Greene 11260 U.S. 9W |  | 6989.105 | 0 | 0 | 0 | 0 | 0 | 0 | 0 | 0 | 0 | 0 | 0 | 1 | 1
2878 | 3091 | OYA ROBINSON ROAD LLC - 18600 Robinson Rd |  | 6739.2 | 0 | 0 | 0 | 0 | 0 | 0 | 0 | 0 | 0 | 0 | 0 | 1 | 1
2879 | 3092 | Black Water Solar Partners, LLC - 104 Horseshoe Rd |  | 3051.36 | 0 | 0 | 0 | 0 | 0 | 0 | 0 | 0 | 0 | 0 | 0 | 1 | 1
2880 | 3093 | Svenski Solar - 2345 Rt 17-k |  | 3006.18 | 0 | 2000 | 4070 | 0 | 0 | 0 | 0 | 0 | 0 | 0 | 0 | 2 | 2
2881 | 3094 | Landau II - 2986 - 3040 Route 32 |  | 6003.99 | 0 | 4000 | 16000 | 0 | 0 | 0 | 0 | 0 | 0 | 0 | 0 | 2 | 2
2882 | 3095 | Warwick Renewables, LLC - 35 Union Corners Road |  | 1888.11 | 0 | 0 | 0 | 0 | 0 | 0 | 0 | 0 | 0 | 0 | 0 | 1 | 1
2883 | 3096 | Borrego Solar Systems - 12963 Main Rd |  | 6494.4 | 0 | 0 | 0 | 0 | 0 | 0 | 0 | 0 | 0 | 0 | 0 | 1 | 1
2884 | 3097 | FPS Coxsackie Solar - 11016 State Route 9W |  | 6647.04 | 0 | 0 | 0 | 0 | 0 | 0 | 0 | 0 | 0 | 0 | 0 | 1 | 1
2885 | 3098 | Lockenhurst Pond Solar LLC - 96 Langlitz Road |  | 2805.3 | 0 | 0 | 0 | 0 | 0 | 0 | 0 | 0 | 0 | 0 | 0 | 1 | 1
2887 | 3100 | OYA Wayside Drive LLC - 22421 Wayside Dr |  | 6739.2 | 0 | 0 | 0 | 0 | 0 | 0 | 0 | 0 | 0 | 0 | 0 | 1 | 1
2888 | 3101 | Omni Navitas Holdings, LLC - 2495 Lewis Road |  | 6752.07 | 0 | 0 | 0 | 0 | 0 | 0 | 0 | 0 | 0 | 0 | 0 | 1 | 1
2889 | 3102 | Mt Pleasant Community Center |  | 0 | 0 | 741 | 2965 | 0 | 0 | 0 | 0 | 0 | 0 | 0 | 0 | 1 | 1
2890 | 3103 | DGNY Jogee Road LLC - 213 Jogee Road |  | 2732.21 | 0 | 0 | 0 | 0 | 0 | 0 | 0 | 0 | 0 | 0 | 0 | 1 | 1
2891 | 3104 | Potsdam Community Solar - 74 Lawrence Ave |  | 5639.92 | 0 | 0 | 0 | 0 | 0 | 0 | 0 | 0 | 0 | 0 | 0 | 1 | 1
2892 | 3105 | OYA Pulaski LLC - 7681 State Route 3 |  | 4765.02 | 0 | 0 | 0 | 0 | 0 | 0 | 0 | 0 | 0 | 0 | 0 | 1 | 1
2893 | 3106 | Abundant Solar Power Inc. - 8894 Main Street |  | 7020 | 0 | 0 | 0 | 0 | 0 | 0 | 0 | 0 | 0 | 0 | 0 | 1 | 1
2894 | 3107 | Delaware River Solar - 466 Yellow Mills 1-3 |  | 2754 | 0 | 0 | 0 | 0 | 0 | 0 | 0 | 0 | 0 | 0 | 0 | 1 | 1
2895 | 3107 | Delaware River Solar - 466 Yellow Mills 1-3 |  | 2754 | 0 | 0 | 0 | 0 | 0 | 0 | 0 | 0 | 0 | 0 | 0 | 1 | 1
2896 | 3107 | Delaware River Solar - 466 Yellow Mills 1-3 |  | 2754 | 0 | 0 | 0 | 0 | 0 | 0 | 0 | 0 | 0 | 0 | 0 | 1 | 1
2897 | 3108 | Saturn Power Corporation - 117 Tiffany Road |  | 6425.64 | 0 | 0 | 0 | 0 | 0 | 0 | 0 | 0 | 0 | 0 | 0 | 1 | 1
2898 | 3109 | Plymouth Tower |  | 200 | 1226 | 0 | 0 | 0 | 0 | 0 | 0 | 0 | 0 | 0 | 0 | 1 | 1
2899 | 3110 | 1199 Housing |  | 1855 | 9884 | 0 | 0 | 0 | 0 | 0 | 0 | 0 | 0 | 0 | 0 | 3 | 3
2900 | 3111 | Compass V |  | 65 | 388 | 0 | 0 | 0 | 0 | 0 | 0 | 0 | 0 | 0 | 0 | 1 | 1
2901 | 3112 | Abundant Solar Power 5771 Rt 20 |  | 35110 | 0 | 0 | 0 | 0 | 0 | 0 | 0 | 0 | 0 | 0 | 0 | 1 | 1
2902 | 3113 | Solar Generation Projects - 13800 US-9W |  | 2410.2 | 0 | 0 | 0 | 0 | 0 | 0 | 0 | 0 | 0 | 0 | 0 | 1 | 1
2903 | 3113 | Solar Generation Projects - 13800 US-9W |  | 1989 | 0 | 0 | 0 | 0 | 0 | 0 | 0 | 0 | 0 | 0 | 0 | 1 | 1
2904 | 3114 | NSF Angelica - 5920 County Road 16 |  | 7389.46 | 0 | 0 | 0 | 0 | 0 | 0 | 0 | 0 | 0 | 0 | 0 | 1 | 1
2905 | 3115 | NSF Angelica - 6917 County Road 26 |  | 6762.08 | 0 | 0 | 0 | 0 | 0 | 0 | 0 | 0 | 0 | 0 | 0 | 1 | 1
2906 | 3115 | NSF Angelica - 6917 County Road 26 |  | 6713.59 | 0 | 0 | 0 | 0 | 0 | 0 | 0 | 0 | 0 | 0 | 0 | 1 | 1
2907 | 3114 | NSF Angelica - 5920 County Road 16 |  | 7326.02 | 0 | 0 | 0 | 0 | 0 | 0 | 0 | 0 | 0 | 0 | 0 | 1 | 1
2908 | 3113 | Solar Generation Projects - 13800 US-9W |  | 1976 | 0 | 0 | 0 | 0 | 0 | 0 | 0 | 0 | 0 | 0 | 0 | 1 | 1
2909 | 3116 | BQ Energy, LLC - Old White Lake Turnpike |  | 4282.79 | 0 | 0 | 0 | 0 | 0 | 0 | 0 | 0 | 0 | 0 | 0 | 1 | 1
2910 | 3117 | Pamelia Solar, LLC - 25731 CR32 |  | 6812.91 | 0 | 0 | 0 | 0 | 0 | 0 | 0 | 0 | 0 | 0 | 0 | 1 | 1
2911 | 3118 | Amherst Community Solar - 595 Schoelles Road |  | 6378.75 | 0 | 0 | 0 | 0 | 0 | 0 | 0 | 0 | 0 | 0 | 0 | 1 | 1
2912 | 3119 | Orangeville |  | 0 | 0 | 20000 | 28000 | 0 | 0 | 0 | 0 | 0 | 0 | 0 | 0 | 0 | 0
2913 | 3120 | SUNY Albany - 1400 Washington Ave |  | 1870.625 | 0 | 0 | 0 | 0 | 0 | 0 | 0 | 0 | 0 | 0 | 0 | 1 | 1
2914 | 3121 | SUNY Buffalo - 75 Webster Rd |  | 6541.6 | 0 | 0 | 0 | 0 | 0 | 0 | 0 | 0 | 0 | 0 | 0 | 1 | 1
2915 | 3122 | Madrid Solar 2 - 68 Brady Road |  | 2537.6 | 0 | 0 | 0 | 0 | 0 | 0 | 0 | 0 | 0 | 0 | 0 | 1 | 1
2916 | 3123 | SUNY Buffalo - 1 Rensch Rd |  | 1757.6 | 0 | 0 | 0 | 0 | 0 | 0 | 0 | 0 | 0 | 0 | 0 | 1 | 1
2917 | 3124 | ClearPath Energy - 705 North Rd |  | 7496.32 | 0 | 0 | 0 | 0 | 0 | 0 | 0 | 0 | 0 | 0 | 0 | 1 | 1
2918 | 3125 | ClearPath Energy - 254 Route 11 |  | 7496.32 | 0 | 0 | 0 | 0 | 0 | 0 | 0 | 0 | 0 | 0 | 0 | 1 | 1
2919 | 3126 | German Community Solar - 6122 German Rd |  | 7447.44 | 0 | 0 | 0 | 0 | 0 | 0 | 0 | 0 | 0 | 0 | 0 | 1 | 1
2920 | 3127 | OYA Church Road A - 1671 Church Road |  | 6743.49 | 0 | 0 | 0 | 0 | 0 | 0 | 0 | 0 | 0 | 0 | 0 | 1 | 1
2921 | 3128 | OYA Main Street - 2575 Main St. |  | 6646.2 | 0 | 0 | 0 | 0 | 0 | 0 | 0 | 0 | 0 | 0 | 0 | 1 | 1
2922 | 3129 | ClearPath Energy - 526 State Route 170A |  | 7622.68 | 0 | 0 | 0 | 0 | 0 | 0 | 0 | 0 | 0 | 0 | 0 | 1 | 1
2923 | 3130 | Sparrow Bush NY 1 & 2 - 152 Peenpack Trail |  | 2807.27 | 0 | 0 | 0 | 0 | 0 | 0 | 0 | 0 | 0 | 0 | 0 | 1 | 1
2924 | 3130 | Sparrow Bush NY 1 & 2 - 152 Peenpack Trail |  | 1419.715 | 0 | 0 | 0 | 0 | 0 | 0 | 0 | 0 | 0 | 0 | 0 | 1 | 1
2925 | 3131 | Thurston Ridge Solar - 3905 Lewis Rd |  | 6176.04 | 0 | 0 | 0 | 0 | 0 | 0 | 0 | 0 | 0 | 0 | 0 | 1 | 1
2926 | 3132 | NOCO Electric LLC - 1585 Tower Rd |  | 4136.6 | 0 | 0 | 0 | 0 | 0 | 0 | 0 | 0 | 0 | 0 | 0 | 1 | 1
2927 | 3133 | NOCO Electric LLC - 246 Van Antwerp Rd |  | 2535.525 | 0 | 0 | 0 | 0 | 0 | 0 | 0 | 0 | 0 | 0 | 0 | 1 | 1
2928 | 3134 | Yellow 4 LLC - 843 State Route 11 |  | 3259.75 | 0 | 0 | 0 | 0 | 0 | 0 | 0 | 0 | 0 | 0 | 0 | 1 | 1
2929 | 3135 | Standard Solar Inc - 2763 Chandler Rd |  | 7102.89 | 0 | 0 | 0 | 0 | 0 | 0 | 0 | 0 | 0 | 0 | 0 | 1 | 1
2930 | 3136 | Madrid Solar 1, LLC - 658 Couty Route 31 |  | 6676.8 | 0 | 0 | 0 | 0 | 0 | 0 | 0 | 0 | 0 | 0 | 0 | 1 | 1
2931 | 3137 | White River Solar, LLC - 2270 River Road |  | 7496.28 | 0 | 0 | 0 | 0 | 0 | 0 | 0 | 0 | 0 | 0 | 0 | 1 | 1
2932 | 3138 | Kenmore Hall |  | 140 | 816.48 | 0 | 0 | 0 | 0 | 0 | 0 | 0 | 0 | 0 | 0 | 1 | 1
2933 | 3139 | Aron Hall - 50 E98th |  | 125 | 780 | 0 | 0 | 0 | 0 | 0 | 0 | 0 | 0 | 0 | 0 | 1 | 1
2934 | 3140 | Phipps House East - 485 First Avenue |  | 75 | 466 | 0 | 0 | 0 | 0 | 0 | 0 | 0 | 0 | 0 | 0 | 1 | 1
2935 | 3141 | Butterville Road Solar - County Route 75 |  | 1163.76 | 0 | 0 | 0 | 0 | 0 | 0 | 0 | 0 | 0 | 0 | 0 | 1 | 1
2936 | 3142 | ELP Claverack Solar LLC - 383 NY-9H |  | 7506.75 | 0 | 0 | 0 | 0 | 0 | 0 | 0 | 0 | 0 | 0 | 0 | 1 | 1
2937 | 3143 | ELP Livingston LLC - 3289 Route 9 |  | 6347.75 | 0 | 0 | 0 | 0 | 0 | 0 | 0 | 0 | 0 | 0 | 0 | 1 | 1
2938 | 3144 | Dshinesagain Solar, LLC - 157 Yawger Rd |  | 6676.8 | 0 | 0 | 0 | 0 | 0 | 0 | 0 | 0 | 0 | 0 | 0 | 1 | 1
2939 | 3145 | Salmon River Renewables, LLC - 2361 SR11B |  | 4561.05 | 0 | 0 | 0 | 0 | 0 | 0 | 0 | 0 | 0 | 0 | 0 | 1 | 1
2940 | 3146 | Sulpher Creek Solar, LLC - 2510 RT96 |  | 6899.36 | 0 | 0 | 0 | 0 | 0 | 0 | 0 | 0 | 0 | 0 | 0 | 1 | 1
2941 | 3147 | Domino - Building A |  | 250 | 1560 | 0 | 0 | 0 | 0 | 0 | 0 | 0 | 0 | 0 | 0 | 1 | 1
2942 | 3148 | Elmbrook Solar, LLC - 2191 Brookview Road |  | 8310.96 | 0 | 0 | 0 | 0 | 0 | 0 | 0 | 0 | 0 | 0 | 0 | 1 | 1
2943 | 3149 | Waddington Solar - 1020 County Road 31 |  | 7265.7 | 0 | 0 | 0 | 0 | 0 | 0 | 0 | 0 | 0 | 0 | 0 | 1 | 1
2944 | 3151 | Genesee Solar - 392 Curtis Road |  | 5246.775 | 0 | 0 | 0 | 0 | 0 | 0 | 0 | 0 | 0 | 0 | 0 | 1 | 1
2945 | 3152 | Solexus Maybrook Road |  | 7488 | 0 | 0 | 0 | 0 | 0 | 0 | 0 | 0 | 0 | 0 | 0 | 1 | 1
2946 | 3153 | GSPP 4643 Twelve Corners Rd |  | 6166.16 | 0 | 0 | 0 | 0 | 0 | 0 | 0 | 0 | 0 | 0 | 0 | 1 | 1
2947 | 3154 | Omni Navitas Holdings, LLC - 7024 Fox Rd |  | 6752.07 | 0 | 0 | 0 | 0 | 0 | 0 | 0 | 0 | 0 | 0 | 0 | 1 | 1
2948 | 3155 | Sunnyside Solar - 81 Freemans Bridge Rd |  | 6451.2 | 0 | 0 | 0 | 0 | 0 | 0 | 0 | 0 | 0 | 0 | 0 | 1 | 1
2949 | 3155 | Sunnyside Solar - 81 Freemans Bridge Rd |  | 6451.2 | 0 | 0 | 0 | 0 | 0 | 0 | 0 | 0 | 0 | 0 | 0 | 1 | 1
2950 | 3156 | Solar Generation Projects - 58 Seber Shores Dr |  | 7578.09 | 0 | 0 | 0 | 0 | 0 | 0 | 0 | 0 | 0 | 0 | 0 | 1 | 1
2951 | 3157 | Stockholm Solar - 52 Wells Rd |  | 0 | 0 | 0 | 0 | 0 | 0 | 0 | 0 | 0 | 0 | 0 | 0 | 1 | 1
2952 | 3158 | Mendon Renewables - 632 Quaker Meeting House Road |  | 6456.45 | 0 | 0 | 0 | 0 | 0 | 0 | 0 | 0 | 0 | 0 | 0 | 1 | 1
2953 | 3159 | Bangor Solar, LLC - 2739 State Route 11B |  | 6791.85 | 0 | 0 | 0 | 0 | 0 | 0 | 0 | 0 | 0 | 0 | 0 | 1 | 1
2954 | 3160 | Cablevision |  | 1500 | 0 | 0 | 0 | 0 | 0 | 0 | 0 | 0 | 0 | 0 | 0 | 1 | 1
2955 | 3161 | Cairo NY 1, LLC - 258 Old Route 23 |  | 3013.54 | 0 | 0 | 0 | 0 | 0 | 0 | 0 | 0 | 0 | 0 | 0 | 1 | 1
2956 | 3162 | Canisteo Solar I, LLC - 6253 County Road 64 |  | 6468.15 | 0 | 0 | 0 | 0 | 0 | 0 | 0 | 0 | 0 | 0 | 0 | 1 | 1
2957 | 3163 | Dimension Energy - 9350 Dunkleman Hill Rd |  | 7006.25 | 0 | 0 | 0 | 0 | 0 | 0 | 0 | 0 | 0 | 0 | 0 | 1 | 1
2958 | 3164 | Niagara Depot Solar, LLC - 7105 Lockport Rd |  | 4254.12 | 0 | 0 | 0 | 0 | 0 | 0 | 0 | 0 | 0 | 0 | 0 | 1 | 1
2959 | 3165 | The Brevard |  | 100 | 613 | 0 | 0 | 0 | 0 | 0 | 0 | 0 | 0 | 0 | 0 | 1 | 1
2960 | 3166 | Old Mill Road Solar - 1239 NY-9H |  | 6890 | 0 | 0 | 0 | 0 | 0 | 0 | 0 | 0 | 0 | 0 | 0 | 1 | 1
2961 | 3166 | Old Mill Road Solar - 1239 NY-9H |  | 6890 | 0 | 0 | 0 | 0 | 0 | 0 | 0 | 0 | 0 | 0 | 0 | 1 | 1
2962 | 3167 | Mohawk View Solar LLC - 709 Van Epps |  | 7442.28 | 0 | 0 | 0 | 0 | 0 | 0 | 0 | 0 | 0 | 0 | 0 | 1 | 1
2963 | 3168 | Van Epps Solar, LLC - 677 Van Epps |  | 7449.3 | 0 | 0 | 0 | 0 | 0 | 0 | 0 | 0 | 0 | 0 | 0 | 1 | 1
2964 | 3169 | Medline Industries, Inc. - 506 NY-416 |  | 7220.07 | 0 | 0 | 0 | 0 | 0 | 0 | 0 | 0 | 0 | 0 | 0 | 1 | 1
2965 | 3170 | Solar Farms New York - Cayuga County Community Solar Farm |  | 4770.22 | 0 | 0 | 0 | 0 | 0 | 0 | 0 | 0 | 0 | 0 | 0 | 1 | 1
2966 | 3171 | U.S. Light Energy - 6948 Rome Oriskany Rd |  | 4506.62 | 0 | 0 | 0 | 0 | 0 | 0 | 0 | 0 | 0 | 0 | 0 | 1 | 1
2968 | 3173 | SSC Oswego LLC - 8341 State Route 104 |  | 3032.64 | 0 | 0 | 0 | 0 | 0 | 0 | 0 | 0 | 0 | 0 | 0 | 1 | 1
2969 | 3174 | ELP Kipp Solar LLC - 219 Kipp Rd |  | 5016 | 0 | 0 | 0 | 0 | 0 | 0 | 0 | 0 | 0 | 0 | 0 | 1 | 1
2970 | 3175 | EDF Renewables Distributed Solutions Inc. - 5693 CR6 |  | 6699.03 | 0 | 0 | 0 | 0 | 0 | 0 | 0 | 0 | 0 | 0 | 0 | 1 | 1
2971 | 3176 | EDF Renewables Distributed Solutions Inc. - 5704 CR6 |  | 6703.32 | 0 | 0 | 0 | 0 | 0 | 0 | 0 | 0 | 0 | 0 | 0 | 1 | 1
2972 | 3177 | Whaling Solar LLC - 10601 Hulser Rd |  | 4532.1 | 0 | 0 | 0 | 0 | 0 | 0 | 0 | 0 | 0 | 0 | 0 | 1 | 1
2973 | 3148 | Elmbrook Solar, LLC - 2191 Brookview Road |  | 0 | 0 | 4500 | 9000 | 0 | 0 | 0 | 0 | 0 | 0 | 0 | 0 | 1 | 1
2974 | 3178 | ASA Volney NY Solar I LLC |  | 6252.4 | 0 | 0 | 0 | 0 | 0 | 0 | 0 | 0 | 0 | 0 | 0 | 1 | 1
2975 | 3179 | Iron Mountain Info - 694 Binnewater Rd Main |  | 1555.26 | 0 | 0 | 0 | 0 | 0 | 0 | 0 | 0 | 0 | 0 | 0 | 1 | 1
2976 | 3180 | DG New York CS, LLC - 2800 Swett Rd |  | 3812.38 | 0 | 0 | 0 | 0 | 0 | 0 | 0 | 0 | 0 | 0 | 0 | 1 | 1
2977 | 3181 | Delaware River Solar, LLC - 54 Old Catskill Tpke |  | 5313.6 | 0 | 0 | 0 | 0 | 0 | 0 | 0 | 0 | 0 | 0 | 0 | 1 | 1
2978 | 3182 | Hanover PV, LLC - 1321 route 5&20 |  | 6739.2 | 0 | 0 | 0 | 0 | 0 | 0 | 0 | 0 | 0 | 0 | 0 | 1 | 1
2979 | 3183 | Cedar Hill Solar, LLC - 2579 Brookview Rd |  | 7572.96 | 0 | 0 | 0 | 0 | 0 | 0 | 0 | 0 | 0 | 0 | 0 | 1 | 1
2980 | 3184 | SSC Scriba LLC - 5859 State Route 104 |  | 6739.2 | 0 | 0 | 0 | 0 | 0 | 0 | 0 | 0 | 0 | 0 | 0 | 1 | 1
2981 | 3185 | ClearPath Energy LLC - 340 Route 11 |  | 6752.2 | 0 | 0 | 0 | 0 | 0 | 0 | 0 | 0 | 0 | 0 | 0 | 1 | 1
2982 | 3186 | AC Power 14, LLC - 20 Shisler Road |  | 6640.92 | 0 | 0 | 0 | 0 | 0 | 0 | 0 | 0 | 0 | 0 | 0 | 1 | 1
2983 | 3187 | AC Power, LLC - 10 Shisler Road |  | 6065.28 | 0 | 0 | 0 | 0 | 0 | 0 | 0 | 0 | 0 | 0 | 0 | 1 | 1
2984 | 3188 | C2 NY Sentinel Heights Solar - 3500 Sentinel Heights Rd |  | 4871.23 | 0 | 0 | 0 | 0 | 0 | 0 | 0 | 0 | 0 | 0 | 0 | 1 | 1
2985 | 3189 | U.S. Light Energy - 4535 State Route 104 |  | 7211.4 | 0 | 0 | 0 | 0 | 0 | 0 | 0 | 0 | 0 | 0 | 0 | 1 | 1
2986 | 3190 | Saratoga Solar IV - 781 Route 29 |  | 4222.8 | 0 | 0 | 0 | 0 | 0 | 0 | 0 | 0 | 0 | 0 | 0 | 1 | 1
2987 | 3191 | SSC Lysander LLC - 8071 River Rd |  | 4717.44 | 0 | 0 | 0 | 0 | 0 | 0 | 0 | 0 | 0 | 0 | 0 | 1 | 1
2988 | 3192 | Bullitt Farm Solar - 6878 Fox Rd |  | 6550.31 | 0 | 0 | 0 | 0 | 0 | 0 | 0 | 0 | 0 | 0 | 0 | 1 | 1
2989 | 3193 | DG New York CS, LLC - Ver Plank Road |  | 7190.04 | 0 | 0 | 0 | 0 | 0 | 0 | 0 | 0 | 0 | 0 | 0 | 1 | 1
2990 | 3194 | Delaware River Solar, LLC - 5520 Eddy Ridge Rd |  | 3264.52 | 0 | 0 | 0 | 0 | 0 | 0 | 0 | 0 | 0 | 0 | 0 | 1 | 1
2992 | 3196 | Janiak Solar, LLC - 1260 Mountain Rd |  | 3005.73 | 0 | 0 | 0 | 0 | 0 | 0 | 0 | 0 | 0 | 0 | 0 | 1 | 1
2993 | 3197 | Affordable Housing - 42160 Airport Rd |  | 6688.44 | 0 | 0 | 0 | 0 | 0 | 0 | 0 | 0 | 0 | 0 | 0 | 1 | 1
2996 | 3199 | Delaware River Solar, LLC - 3035 Ridgeway Ave 1 & 2 |  | 6903 | 0 | 0 | 0 | 0 | 0 | 0 | 0 | 0 | 0 | 0 | 0 | 1 | 1
2997 | 3199 | Delaware River Solar, LLC - 3035 Ridgeway Ave 1 & 2 |  | 3582.6 | 0 | 0 | 0 | 0 | 0 | 0 | 0 | 0 | 0 | 0 | 0 | 1 | 1
2998 | 3200 | Solar Farms New York - Town of Elbridge Community Solar Farm |  | 3569.67 | 0 | 0 | 0 | 0 | 0 | 0 | 0 | 0 | 0 | 0 | 0 | 1 | 1
2999 | 3201 | Stillwater Renewables, LLC - 36 Stillwater Bridge Road |  | 3980.34 | 0 | 0 | 0 | 0 | 0 | 0 | 0 | 0 | 0 | 0 | 0 | 1 | 1
3000 | 3202 | Solar Farms New York - City of Auburn Community Solar Farm |  | 6765.21 | 0 | 0 | 0 | 0 | 0 | 0 | 0 | 0 | 0 | 0 | 0 | 1 | 1
3001 | 3203 | ASA Holdings NY I LLC South- 2496 County Route 17 |  | 3870.16 | 0 | 0 | 0 | 0 | 0 | 0 | 0 | 0 | 0 | 0 | 0 | 1 | 1
3002 | 3204 | ASA Holdings NY I LLC - 2536 County Route 17 (North) |  | 6026.02 | 0 | 0 | 0 | 0 | 0 | 0 | 0 | 0 | 0 | 0 | 0 | 1 | 1
3003 | 3205 | Route 30 Solar - 4487D St HWY 30 |  | 1297.12 | 0 | 0 | 0 | 0 | 0 | 0 | 0 | 0 | 0 | 0 | 0 | 1 | 1
3004 | 3206 | SGP - 491 Sawkill Road |  | 6935.76 | 0 | 0 | 0 | 0 | 0 | 0 | 0 | 0 | 0 | 0 | 0 | 1 | 1
3005 | 3207 | Dowmont Solar - 191 Dowmont Rd |  | 7022.31 | 0 | 0 | 0 | 0 | 0 | 0 | 0 | 0 | 0 | 0 | 0 | 1 | 1
3006 | 3208 | IPPsolar Evergreen - Route 209 and Maple Crest |  | 7452 | 0 | 0 | 0 | 0 | 0 | 0 | 0 | 0 | 0 | 0 | 0 | 1 | 1
3007 | 3209 | Saratoga Solar III, LLC - 461 Sodeman Rd |  | 4597.2 | 0 | 0 | 0 | 0 | 0 | 0 | 0 | 0 | 0 | 0 | 0 | 1 | 1
3008 | 3210 | Herrington Solar LLC - 33 Bracken Rd |  | 7304.4 | 0 | 0 | 0 | 0 | 0 | 0 | 0 | 0 | 0 | 0 | 0 | 1 | 1
3009 | 3211 | ClearPath Energy - 7194 Brewery Rd |  | 4562.48 | 0 | 0 | 0 | 0 | 0 | 0 | 0 | 0 | 0 | 0 | 0 | 1 | 1
3010 | 3212 | Potsdam Community Solar 2, LLC - 7700 Highway 11 |  | 6388.2 | 0 | 0 | 0 | 0 | 0 | 0 | 0 | 0 | 0 | 0 | 0 | 1 | 1
3011 | 3213 | Hidden Meadows Solar - 1170 Mahaffy Rd |  | 7024.285 | 0 | 0 | 0 | 0 | 0 | 0 | 0 | 0 | 0 | 0 | 0 | 1 | 1
3012 | 3214 | Building X, LLC - 255 Ship Canal Pkwy |  | 5195.52 | 0 | 0 | 0 | 0 | 0 | 0 | 0 | 0 | 0 | 0 | 0 | 1 | 1
3013 | 3215 | AETS State Route 5 LLC - 5918 State Route 5 |  | 5850.6 | 0 | 0 | 0 | 0 | 0 | 0 | 0 | 0 | 0 | 0 | 0 | 1 | 1
3014 | 3216 | SSC Cicero LLC - 5827 McKinley Rd |  | 6991.92 | 0 | 0 | 0 | 0 | 0 | 0 | 0 | 0 | 0 | 0 | 0 | 1 | 1
3015 | 3217 | Omni Navitas Holdings, LLC - 126 Little Bow Road North |  | 6424.08 | 0 | 0 | 0 | 0 | 0 | 0 | 0 | 0 | 0 | 0 | 0 | 1 | 1
3016 | 3218 | Saturn Power Corporation - 3570 Stone Quarry Rd |  | 6398.6 | 0 | 0 | 0 | 0 | 0 | 0 | 0 | 0 | 0 | 0 | 0 | 1 | 1
3017 | 3219 | Saturn Power Corporation - 10035 Christy Rd |  | 4381.65 | 0 | 0 | 0 | 0 | 0 | 0 | 0 | 0 | 0 | 0 | 0 | 1 | 1
3018 | 3220 | Wildcat Renewables, LLC - 7061 Slayton Settlement Rd |  | 2593.11 | 0 | 0 | 0 | 0 | 0 | 0 | 0 | 0 | 0 | 0 | 0 | 1 | 1
3019 | 3221 | Wildcat Renewables, LLC - 7068 Slayton Settlement Rd |  | 6532.37 | 0 | 0 | 0 | 0 | 0 | 0 | 0 | 0 | 0 | 0 | 0 | 1 | 1
3020 | 3222 | Triboro Center |  | 400 | 2572.8 | 0 | 0 | 0 | 0 | 0 | 0 | 0 | 0 | 0 | 0 | 1 | 1
3021 | 3223 | CVE North America, Inc. - 3625 Lockport Rd |  | 5665.44 | 0 | 0 | 0 | 0 | 0 | 0 | 0 | 0 | 0 | 0 | 0 | 1 | 1
3022 | 3224 | Saturn Power Corporation - 7484 4th Section Rd |  | 4590.3 | 0 | 0 | 0 | 0 | 0 | 0 | 0 | 0 | 0 | 0 | 0 | 1 | 1
3023 | 3225 | Saturn Power Corporation - 7397 4th Section Rd |  | 6495.97 | 0 | 0 | 0 | 0 | 0 | 0 | 0 | 0 | 0 | 0 | 0 | 1 | 1
3024 | 3226 | Helios Energy New York LLC - 980 Redman Rd |  | 6739.2 | 0 | 0 | 0 | 0 | 0 | 0 | 0 | 0 | 0 | 0 | 0 | 1 | 1
3025 | 3226 | Helios Energy New York LLC - 980 Redman Rd |  | 6739.2 | 0 | 0 | 0 | 0 | 0 | 0 | 0 | 0 | 0 | 0 | 0 | 1 | 1
3026 | 3228 | Taft Solar LLC - 6966 E Taft Rd |  | 4364.785 | 0 | 0 | 0 | 0 | 0 | 0 | 0 | 0 | 0 | 0 | 0 | 1 | 1
3027 | 3229 | Locust Solar LLC - 22 Locus Avenue |  | 6734.71 | 0 | 0 | 0 | 0 | 0 | 0 | 0 | 0 | 0 | 0 | 0 | 1 | 1
3028 | 3230 | Camden Renewables, LLC - 1751 Mexico Road |  | 3880.89 | 0 | 0 | 0 | 0 | 0 | 0 | 0 | 0 | 0 | 0 | 0 | 1 | 1
3029 | 3231 | Abundant Solar Pow - 5701 Bowman Rd |  | 5728.32 | 0 | 0 | 0 | 0 | 0 | 0 | 0 | 0 | 0 | 0 | 0 | 1 | 1
3030 | 3232 | Beaver Dam Solar 1, LLC - 275 Beaver Dam Road |  | 7592.78 | 0 | 0 | 0 | 0 | 0 | 0 | 0 | 0 | 0 | 0 | 0 | 1 | 1
3031 | 3233 | Grand Island Sunrise LLC - 871 Whitehaven Road |  | 12377.04 | 0 | 0 | 0 | 0 | 0 | 0 | 0 | 0 | 0 | 0 | 0 | 1 | 1
3032 | 3234 | Wadhams Solar, LLC - 6866 State Route 37 |  | 0 | 0 | 0 | 0 | 0 | 0 | 0 | 0 | 0 | 0 | 0 | 0 | 1 | 1
3033 | 3235 | Catalyze Holdings, LLC - 3240 W Lake Rd |  | 6486.48 | 0 | 0 | 0 | 0 | 0 | 0 | 0 | 0 | 0 | 0 | 0 | 1 | 1
3034 | 3236 | CVE North America, Inc - 7 Belair Lane |  | 4885.92 | 0 | 0 | 0 | 0 | 0 | 0 | 0 | 0 | 0 | 0 | 0 | 1 | 1

## Projects
Project ID | System ID | Facility ID | Facility Name | System Name | Project Name | NYSERDA Contract Name | Contracted Capacity (kW) | Commercial Operation Date | Facility NYISO Zone | Technology | Project Rated Electric Generation (kW) | Project Rated Heat Generation (MBtu/h) | Project Rated Electric Discharge Capacity (kW) | Project Rated Electric Storage Capacity (kWh) | Project Rated Cooling Energy Discharge Capacity (ton) | Project Equivalent Electrical Discharge Capacity from Cooling Sources (kW) | Project Rated Cooling Energy Storage Capacity (ton-hour) | Project Equivalent Electrical Storage Capacity from Cooling Sources (kWh) | Project Rated Thermal Energy Discharge Capacity (MBtu/h) | Project Equivalent Electrical Discharge Capacity from Thermal Sources (kW) | Project Rated Thermal Energy Storage Capacity (MBtu) | Project Equivalent Electrical Storage Capacity from Thermal Sources (kWh) | Developer | Installed Resources | Reporting Start Date | Reporting End Date | Alternate Name(s) | Value Streams | ConEd Target Zone | NYSERDA-funded | Heat Recovery to DHW | Heat Recovery to Space Heat | Heat Recovery to Chiller | Heat Recovery to Other Load | System Redundancy (N+1) | Black-Start/Islanding Capable | Grid Export Capable
1 | 1 | 170 | Waldbaum's Supermarket |  | Waldbaum's Supermarket | Waldbaum's Supermarket |  |  | K - Long Island | CHP | 60 | 0 | 0 | 0 | 0 | 0 | 0 | 0 | 0 | 0 | 0 | 0 | CDH Energy Corp. | 1 | 2002-08-02 | 2006-07-21 | [10 empty] | FALSE
2 | 2 | 181 | Arrow Linen |  | Arrow Linen | Arrow Linen |  |  | J - New York City | CHP | 300 | 0 | 0 | 0 | 0 | 0 | 0 | 0 | 0 | 0 | 0 | 0 | Energy Concepts | 2 | 2005-03-01 | 2009-04-30 | [10 empty] | FALSE
3 | 3 | 209 | Modern Landfill |  | Modern Landfill | Modern Landfill |  |  | A - West | CHP | 5600 | 0 | 0 | 0 | 0 | 0 | 0 | 0 | 0 | 0 | 0 | 0 | Aria Energy (formerly Innovative Energy Systems) | 7 | 2004-12-31 | 2013-10-21 | [9 empty] | Automatic | TRUE
4 | 4 | 231 | Oakwood Health Care Center |  | Oakwood Health Care Center | Oakwood Health Care Center |  |  | A - West | CHP | 600 | 0 | 0 | 0 | 0 | 0 | 0 | 0 | 0 | 0 | 0 | 0 | Gerster Trane Energy Services | 2 | 2001-12-20 | 2003-01-03 | [10 empty] | FALSE
5 | 5 | 242 | Wyoming County Community Hospital |  | Wyoming County Community Hospital | Wyoming County Community Hospital |  |  | A - West | CHP | 560 | 0 | 0 | 0 | 0 | 0 | 0 | 0 | 0 | 0 | 0 | 0 | Gerster Trane Energy Services | 1 | 2001-09-26 | 2002-09-30 | [9 empty] | Automatic | FALSE
6 | 6 | 263 | Porter Center Rd. |  | Porter Center Rd. | Porter Center Rd. |  |  | A - West | CHP | 5 | 0 | 0 | 0 | 0 | 0 | 0 | 0 | 0 | 0 | 0 | 0 | National Fuel Gas | 1 | 2004-06-24 | 2005-05-04 | [9 empty] | Automatic | TRUE
7 | 7 | 273 | Floyd Bennett Field |  | Floyd Bennett Field | Floyd Bennett Field |  |  | J - New York City | CHP | 120 | 0 | 0 | 0 | 0 | 0 | 0 | 0 | 0 | 0 | 0 | 0 | Landsberg Engineering | 2 | 2005-07-21 | 2008-12-14 | [9 empty] | Automatic | FALSE
8 | 8 | 192 | The Park Ten |  | The Park Ten | The Park Ten |  |  | J - New York City | CHP | 70 | 0 | 0 | 0 | 0 | 0 | 0 | 0 | 0 | 0 | 0 | 0 | DSM Engineering Associates | 1 | 2005-11-17 | 2009-04-30 | [10 empty] | FALSE
9 | 9 | 316 | Tudor Gardens |  | Tudor Gardens | Tudor Gardens |  |  | J - New York City | CHP | 150 | 0 | 0 | 0 | 0 | 0 | 0 | 0 | 0 | 0 | 0 | 0 | Tecogen, Inc. | 2 | 2005-07-01 | 2006-11-15 | [10 empty] | FALSE
10 | 10 | 435 | Sheraton New York Hotel and Tower |  | Sheraton New York Hotel and Tower | Sheraton New York Hotel and Tower |  |  | J - New York City | CHP | 250 | 0 | 0 | 0 | 0 | 0 | 0 | 0 | 0 | 0 | 0 | 0 | PPL Energy Plus | 1 | 2005-05-09 | 2008-12-01 | [9 empty] | Automatic | FALSE
11 | 11 | 284 | VIP Country Club |  | VIP Country Club | VIP Country Club |  |  | I - Dunwoodie | CHP | 180 | 0 | 0 | 0 | 0 | 0 | 0 | 0 | 0 | 0 | 0 | 0 | Advanced Power Systems | 3 | 2006-01-24 | 2009-04-30 | [9 empty] | Automatic | FALSE
12 | 12 | 445 | Patterson Farms |  | Patterson Farms - Existing | Patterson Farms - Existing |  |  | C - Central | ADG | 180 | 0 | 0 | 0 | 0 | 0 | 0 | 0 | 0 | 0 | 0 | 0 | RCM Digesters | 2 | 2006-03-10 | 2017-04-15 |  |  |  |  | FALSE | FALSE | FALSE | TRUE | FALSE |  | TRUE
15 | 15 | 434 | Hudson Valley Community College |  | Hudson Valley Community College | Hudson Valley Community College |  |  | F - Capital | CHP | 7845 | 0 | 0 | 0 | 0 | 0 | 0 | 0 | 0 | 0 | 0 | 0 | Siemens Building Technologies | 6 | 2004-04-12 | 2006-11-18 | [10 empty] | TRUE
16 | 16 | 438 | SUNY Buffalo |  | SUNY Buffalo | SUNY Buffalo |  |  | A - West | CHP | 120 | 0 | 0 | 0 | 0 | 0 | 0 | 0 | 0 | 0 | 0 | 0 | Gerster Trane Energy Services | 2 | 2002-12-11 | 2004-08-11 | [10 empty] | FALSE
17 | 17 | 11 | Emerling Farm |  | Emerling Farm | Emerling Farm |  |  | A - West | ADG | 200 | 0 | 0 | 0 | 0 | 0 | 0 | 0 | 0 | 0 | 0 | 0 | RCM Digesters | 2 | 2006-06-07 | 2014-01-04 | [10 empty] | TRUE
18 | 18 | 446 | Sunny Knoll Farm |  | Sunny Knoll Farm | Sunny Knoll Farm |  |  | A - West | ADG | 230 | 0 | 0 | 0 | 0 | 0 | 0 | 0 | 0 | 0 | 0 | 0 | RCM Digesters | 2 | 2006-08-28 | 2018-07-31 | [10 empty] | TRUE
19 | 19 | 346 | Sea Rise 1 |  | Grenadier Realty - AAF Sea Rise 1 | Grenadier Realty - AAF Sea Rise 1 |  |  | J - New York City | CHP | 120 | 980 | 0 | 0 | 0 | 0 | 0 | 0 | 0 | 0 | 0 | 0 | DSM Engineering Associates | 2 | 2006-08-30 | 2009-04-30 |  |  |  |  | TRUE | FALSE | FALSE | FALSE | FALSE |  | FALSE
21 | 21 | 305 | Hazel Towers |  | Hazel Towers | Hazel Towers |  |  | J - New York City | CHP | 120 | 0 | 0 | 0 | 0 | 0 | 0 | 0 | 0 | 0 | 0 | 0 | DSM Engineering Associates | 2 | 2006-09-29 | 2009-04-30 | [10 empty] | FALSE
23 | 23 | 198 | A.A. Dairy |  | A.A. Dairy | A.A. Dairy |  |  | C - Central | CHP | 130 | 0 | 0 | 0 | 0 | 0 | 0 | 0 | 0 | 0 | 0 | 0 | RCM Digesters | 1 | 2005-04-25 | 2009-04-30 | [10 empty] | FALSE
25 | 25 | 441 | Rochester International Airport |  | Rochester International Airport | Rochester International Airport |  |  | B - Genessee | CHP | 1500 | 0 | 0 | 0 | 0 | 0 | 0 | 0 | 0 | 0 | 0 | 0 | Siemens Building Technologies | 2 | 2006-07-25 | 2011-06-02 | [10 empty] | FALSE
28 | 28 | 442 | Corning Glass Works Building |  | Equity Office Properties - 717 5th Ave | Equity Office Properties - 717 5th Ave |  |  | J - New York City | CHP | 1600 | 0 | 0 | 0 | 0 | 0 | 0 | 0 | 0 | 0 | 0 | 0 | Northern Power Systems | 2 | 2006-10-31 | 2015-03-01 | [9 empty] | Automatic | FALSE
29 | 29 | 439 | Fonda Fultonville CSD |  | Fonda Fultonville CSD | Fonda Fultonville CSD |  |  | F - Capital | CHP | 1336 | 0 | 0 | 0 | 0 | 0 | 0 | 0 | 0 | 0 | 0 | 0 | Atlantic Energy Services | 4 | 2007-08-29 | 2011-09-15 | [10 empty] | FALSE
30 | 30 | 456 | Shoprite Supermarket |  | Shoprite Supermarket | Shoprite Supermarket |  |  | J - New York City | CHP | 140 | 0 | 0 | 0 | 0 | 0 | 0 | 0 | 0 | 0 | 0 | 0 | National Grid | 1 | 2007-11-28 | 2012-04-29 | [9 empty] | Automatic | FALSE
32 | 32 | 444 | Sheland Farms |  | Sheland Farms, Inc. | Sheland Farms, Inc. |  |  | E - Mohawk Valley | ADG | 150 | 0 | 0 | 0 | 0 | 0 | 0 | 0 | 0 | 0 | 0 | 0 | Siemens Building Technologies | 2 | 2007-11-09 | 2015-01-04 | [10 empty] | TRUE
33 | 33 | 23 | River Point Towers |  | River Point Towers | River Point Towers |  |  | J - New York City | CHP | 300 | 0 | 0 | 0 | 0 | 0 | 0 | 0 | 0 | 0 | 0 | 0 | American DG Energy, Inc. | 4 | 2008-03-01 | 2011-08-30 | [10 empty] | FALSE
34 | 34 | 24 | Burke Rehabilitation Hospital |  | Burke Rehabilitation Hospital | Burke Rehabilitation Hospital |  |  | I - Dunwoodie | CHP | 600 | 0 | 0 | 0 | 0 | 0 | 0 | 0 | 0 | 0 | 0 | 0 | Siemens Building Technologies | 8 | 2008-05-01 | 2016-05-19 | [10 empty] | FALSE
35 | 35 | 25 | East Rochester School District |  | East Rochester School District | East Rochester School District |  |  | B - Genessee | CHP | 200 | 0 | 0 | 0 | 0 | 0 | 0 | 0 | 0 | 0 | 0 | 0 | ATSI | 1 | 2008-08-11 | 2012-01-22 | [10 empty] | FALSE
37 | 37 | 26 | 110 E 59th Street |  | 110 E 59th Street | 110 E 59th Street |  |  | J - New York City | CHP | 800 | 0 | 0 | 0 | 0 | 0 | 0 | 0 | 0 | 0 | 0 | 0 | OfficePower | 1 | 2009-03-05 | 2012-10-31 | [9 empty] | Automatic | FALSE
38 | 38 | 27 | Metropolitan Syracuse WWTP |  | Onondaga Metropolitan Wastewater Treatment Facility | Onondaga Metropolitan Wastewater Treatment Facility |  |  | C - Central | ADG | 380 | 0 | 0 | 0 | 0 | 0 | 0 | 0 | 0 | 0 | 0 | 0 | Milton CAT, Power Systems Division | 1 | 2009-07-01 | 2015-02-17 | [10 empty] | TRUE
45 | 45 | 5 | Aurora Ridge Dairy |  | Aurora Ridge Dairy, LLC | Aurora Ridge Dairy, LLC |  |  | C - Central | ADG | 600 | 0 | 0 | 0 | 0 | 0 | 0 | 0 | 0 | 0 | 0 | 0 | DVO Anaerobic Digesters (Formerly GHD) | 2 | 2009-09-01 | [5 empty] | FALSE | FALSE | FALSE | TRUE | FALSE |  | TRUE
46 | 46 | 32 | Lewiston Water Pollution Control Center |  | Town of Lewiston Water Pollution Control Center | Town of Lewiston Water Pollution Control Center |  |  | A - West | ADG | 60 | 0 | 0 | 0 | 0 | 0 | 0 | 0 | 0 | 0 | 0 | 0 | CRA Infrastructure & Engineering, Inc. | 1 | 2010-03-01 | 2013-07-16 | [10 empty] | TRUE
47 | 47 | 33 | Lamb Farms |  | Lamb Farms, Inc. | Lamb Farms, Inc. |  |  | A - West | ADG | 416 | 0 | 0 | 0 | 0 | 0 | 0 | 0 | 0 | 0 | 0 | 0 | DVO Anaerobic Digesters (Formerly GHD) | 2 | 2009-12-01 | 2020-04-24 |  |  |  |  | FALSE | FALSE | FALSE | TRUE | FALSE | Manual | TRUE
49 | 49 | 35 | Sea Park East |  | Sea Park East | Sea Park East |  |  | J - New York City | CHP | 150 | 0 | 0 | 0 | 0 | 0 | 0 | 0 | 0 | 0 | 0 | 0 | All Systems Cogeneration | 2 | 2009-09-01 | 2012-06-30 | [10 empty] | FALSE
50 | 50 | 36 | Clarkson University |  | Clarkson University | Clarkson University |  |  | E - Mohawk Valley | CHP | 195 | 0 | 0 | 0 | 0 | 0 | 0 | 0 | 0 | 0 | 0 | 0 | Clarkson University | 3 | 2009-01-01 | 2016-02-08 | [10 empty] | FALSE
53 | 53 | 37 | 666 5th Ave |  | 666 5th Ave | 666 5th Ave |  |  | J - New York City | CHP | 1000 | 0 | 0 | 0 | 0 | 0 | 0 | 0 | 0 | 0 | 0 | 0 | OfficePower | 1 | 2009-11-01 | 2012-10-31 | [9 empty] | Automatic | FALSE
54 | 54 | 39 | Sunnyside Farms |  | Sunnyside Farms | Sunnyside Farms |  |  | C - Central | ADG | 500 | 0 | 0 | 0 | 0 | 0 | 0 | 0 | 0 | 0 | 0 | 0 | DVO Anaerobic Digesters (Formerly GHD) | 1 | 2009-10-01 | 2022-05-02 |  |  |  |  | FALSE | FALSE | FALSE | TRUE | FALSE | Manual | TRUE
56 | 56 | 41 | Swiss Valley Farms |  | Swiss Valley Farms | Swiss Valley Farms |  |  | A - West | ADG | 300 | 0 | 0 | 0 | 0 | 0 | 0 | 0 | 0 | 0 | 0 | 0 | DVO Anaerobic Digesters (Formerly GHD) | 2 | 2009-11-01 | 2020-02-11 |  |  |  |  | FALSE | TRUE | FALSE | TRUE | TRUE |  | TRUE
57 | 57 | 40 | Boxler Dairy Farm |  | Boxler Dairy Farm | Boxler Dairy Farm |  |  | A - West | ADG | 500 | 0 | 0 | 0 | 0 | 0 | 0 | 0 | 0 | 0 | 0 | 0 | DVO Anaerobic Digesters (Formerly GHD) | 2 | 2009-12-01 | 2020-03-26 |  |  |  |  | FALSE | TRUE | FALSE | TRUE | FALSE |  | TRUE
58 | 58 | 43 | Toren Condominiums |  | Toren Condominiums | Toren Condominiums |  |  | J - New York City | CHP | 500 | 0 | 0 | 0 | 0 | 0 | 0 | 0 | 0 | 0 | 0 | 0 | Energy Concepts | 5 | 2010-02-01 | 2016-05-17 | [10 empty] | FALSE
59 | 59 | 42 | Zuber Farms |  | Zuber Farms | Zuber Farms |  |  | A - West | ADG | 380 | 0 | 0 | 0 | 0 | 0 | 0 | 0 | 0 | 0 | 0 | 0 | RCM Digesters | 1 | 2010-02-01 | 2017-02-05 | [9 empty] | Manual | TRUE
60 | 60 | 44 | Coop City - Riverbay Corp. |  | Coop City - Riverbay Corp | Coop City - Riverbay Corp |  |  | J - New York City | CHP | 37500 | 0 | 0 | 0 | 0 | 0 | 0 | 0 | 0 | 0 | 0 | 0 | Riverbay Corp. | 3 | 2010-03-01 | 2015-01-31 | [10 empty] | FALSE
61 | 61 | 45 | Vassar College |  | Vassar College | Vassar College |  |  | G - Hudson Valley | CHP | 500 | 0 | 0 | 0 | 0 | 0 | 0 | 0 | 0 | 0 | 0 | 0 | Clough Harbour & Associates | 2 | 2010-04-01 | 2013-08-08 | [10 empty] | FALSE
62 | 62 | 46 | Price Chopper - Albany |  | Price Chopper | Price Chopper |  |  | F - Capital | Fuel Cell | 400 | 0 | 0 | 0 | 0 | 0 | 0 | 0 | 0 | 0 | 0 | 0 | Doosan Fuel Cell America | 1 | 2009-12-01 | 2016-05-16 | [10 empty] | FALSE
63 | 63 | 47 | NYC Marriott Downtown |  | NYC Marriott Downtown | NYC Marriott Downtown |  |  | J - New York City | CHP | 650 | 0 | 0 | 0 | 0 | 0 | 0 | 0 | 0 | 0 | 0 | 0 | Carrier | 2 | 2010-04-01 | 2014-04-15 | [10 empty] | FALSE
65 | 65 | 50 | Trump Tower at City Center |  | Trump Tower | Trump Tower |  |  | I - Dunwoodie | CHP | 150 | 1046 | 0 | 0 | 0 | 0 | 0 | 0 | 0 | 0 | 0 | 0 | Aegis Energy Services, Inc. | 2 | 2010-07-01 | 2016-05-18 |  |  |  |  | TRUE | TRUE | FALSE | FALSE | FALSE |  | FALSE
66 | 66 | 51 | Golub Headquarters Office Building |  | Golub Headquarters Office Building | Golub Headquarters Office Building |  |  | F - Capital | CHP | 195 | 0 | 0 | 0 | 0 | 0 | 0 | 0 | 0 | 0 | 0 | 0 | Carrier | 1 | 2010-08-08 | 2014-10-13 | [10 empty] | FALSE
67 | 67 | 52 | Coca Cola Bottling |  | Coca Cola Bottling | Coca Cola Bottling |  |  | H - Millwood | Fuel Cell | 800 | 0 | 0 | 0 | 0 | 0 | 0 | 0 | 0 | 0 | 0 | 0 | Doosan Fuel Cell America | 2 | 2010-08-01 | 2016-05-19 | [10 empty] | FALSE
68 | 68 | 53 | Sabic Innovative Plastics |  | Sabic Innovative Plastics | Sabic Innovative Plastics |  |  | E - Mohawk Valley | CHP | 1275 | 0 | 0 | 0 | 0 | 0 | 0 | 0 | 0 | 0 | 0 | 0 | Sabic Innovative Plastics | 1 | 2010-05-01 | 2015-03-02 | [10 empty] | FALSE
69 | 69 | 56 | Wagner Farms |  | Wagner Farms | Wagner Farms |  |  | F - Capital | ADG | 100 | 0 | 0 | 0 | 0 | 0 | 0 | 0 | 0 | 0 | 0 | 0 | CH4 Biogas | 1 | 2010-12-01 | [5 empty] | FALSE | TRUE | FALSE | TRUE | FALSE | Automatic | TRUE
70 | 70 | 57 | One Penn Plaza |  | One Penn Plaza | One Penn Plaza |  |  | J - New York City | CHP | 6165 | 0 | 0 | 0 | 0 | 0 | 0 | 0 | 0 | 0 | 0 | 0 | GI Energy (formerly Endurant Energy) | 3 | 2010-10-01 | 2014-08-10 | [10 empty] | FALSE
71 | 71 | 58 | Ultra-Flex |  | Ultra-Flex - Old | Ultra-Flex - Old |  |  | J - New York City | CHP | 300 | 0 | 0 | 0 | 0 | 0 | 0 | 0 | 0 | 0 | 0 | 0 | Energy Concepts | 3 | 2011-05-27 | 2016-05-17 | [10 empty] | FALSE
72 | 72 | 49 | Roach Dairy Farm |  | Roach Dairy Farm | Roach Dairy Farm |  |  | C - Central | ADG | 450 | 0 | 0 | 0 | 0 | 0 | 0 | 0 | 0 | 0 | 0 | 0 | RCM Digesters | 1 | 2011-01-01 | 2016-11-01 | [9 empty] | Automatic | TRUE
73 | 73 | 59 | Cornell University |  | Cornell University | Cornell University |  |  | C - Central | CHP | 30000 | 0 | 0 | 0 | 0 | 0 | 0 | 0 | 0 | 0 | 0 | 0 | Cornell University | 2 | 2010-01-01 | 2016-02-01 | [10 empty] | FALSE
74 | 74 | 60 | Octagon |  | Octagon | Octagon |  |  | J - New York City | Fuel Cell | 400 | 0 | 0 | 0 | 0 | 0 | 0 | 0 | 0 | 0 | 0 | 0 | Doosan Fuel Cell America | 1 | 2011-05-17 | 2016-05-19 | [10 empty] | FALSE
75 | 75 | 61 | Price Chopper - Glenville |  | Price Chopper | Price Chopper |  |  | F - Capital | Fuel Cell | 200 | 0 | 0 | 0 | 0 | 0 | 0 | 0 | 0 | 0 | 0 | 0 | Doosan Fuel Cell America | 1 | 2011-05-12 | 2016-05-19 | [10 empty] | FALSE
76 | 76 | 62 | Saints Joachim and Anne Nursing and Rehabilitation |  | Saints Joachim and Anne Nursing and Rehabilitation | Saints Joachim and Anne Nursing and Rehabilitation |  |  | J - New York City | CHP | 300 | 0 | 0 | 0 | 0 | 0 | 0 | 0 | 0 | 0 | 0 | 0 | Energy Concepts | 3 | 2011-06-29 | 2016-11-28 | [10 empty] | FALSE
77 | 77 | 63 | Rome Memorial Hospital |  | Rome Memorial Hospital | Rome Memorial Hospital |  |  | E - Mohawk Valley | CHP | 260 | 0 | 0 | 0 | 0 | 0 | 0 | 0 | 0 | 0 | 0 | 0 | IPD Engineering | 4 | 2011-06-08 | 2015-07-06 | [10 empty] | FALSE
78 | 78 | 64 | Burrstone Energy Center |  | Burrstone Combined | Burrstone Combined |  |  | E - Mohawk Valley | CHP | 3634 | 0 | 0 | 0 | 0 | 0 | 0 | 0 | 0 | 0 | 0 | 0 | Cogen Power Technologies | 2 | 2009-07-01 | 2016-05-19 | [10 empty] | FALSE
79 | 79 | 65 | Sunrise Bakery |  | Sunrise Bakery | Sunrise Bakery |  |  | J - New York City | CHP | 525 | 0 | 0 | 0 | 0 | 0 | 0 | 0 | 0 | 0 | 0 | 0 | AES-NJ Cogen Co., Inc. | 1 | 2011-06-01 | 2011-12-31 | [10 empty] | FALSE
80 | 80 | 457 | Allied Frozen Storage |  | Allied Frozen Storage | Allied Frozen Storage |  |  | A - West | CHP | 2500 | 0 | 0 | 0 | 0 | 0 | 0 | 0 | 0 | 0 | 0 | 0 | Energy Concepts | 2 | 2009-01-15 | 2015-03-25 | [9 empty] | Automatic | FALSE
82 | 82 | 68 | Syracuse University Green Data Center |  | Syracuse University Green Data Center | Syracuse University Green Data Center |  |  | C - Central | CHP | 780 | 0 | 0 | 0 | 0 | 0 | 0 | 0 | 0 | 0 | 0 | 0 | Syracuse University | 2 | 2011-09-01 | 2016-05-19 | [10 empty] | FALSE
83 | 83 | 54 | 800 Sixth Apartments |  | Archstone, Chelsea | Archstone, Chelsea |  |  | J - New York City | CHP | 75 | 523 | 0 | 0 | 0 | 0 | 0 | 0 | 0 | 0 | 0 | 0 | Aegis Energy Services, Inc. | 1 | 2012-01-01 | 2013-05-24 | [10 empty] | FALSE
84 | 84 | 55 | Avalon Midtown West |  | Avalon Midtown West | Avalon Midtown West |  |  | J - New York City | CHP | 150 | 1046 | 0 | 0 | 0 | 0 | 0 | 0 | 0 | 0 | 0 | 0 | Aegis Energy Services, Inc. | 2 | 2012-01-01 | 2013-03-08 | [10 empty] | FALSE
85 | 85 | 69 | Seaside Apartments |  | Seaside Apartments | Seaside Apartments |  |  | J - New York City | CHP | 100 | 0 | 0 | 0 | 0 | 0 | 0 | 0 | 0 | 0 | 0 | 0 | The Arker Companies | 1 | 2012-02-29 | 2015-03-25 | [9 empty] | Manual | FALSE
86 | 86 | 70 | Concord Court Apartments |  | Concord Court Apartments | Concord Court Apartments |  |  | J - New York City | CHP | 100 | 0 | 0 | 0 | 0 | 0 | 0 | 0 | 0 | 0 | 0 | 0 | The Arker Companies | 1 | 2012-02-01 | 2016-05-19 | [9 empty] | Manual | FALSE
87 | 87 | 71 | Linear Lighting |  | Linear Lighting | Linear Lighting |  |  | J - New York City | Solar PV | 261.184 | 0 | 0 | 0 | 0 | 0 | 0 | 0 | 0 | 0 | 0 | 0 | Ross Solar | 1 | 2012-03-20 | 2018-01-12 | [8 empty] | FALSE |  | TRUE
88 | 88 | 72 | St Elizabeths CHP Plant |  | St Elizabeths CHP Plant | St Elizabeths CHP Plant |  |  | A - West | CHP | 2310 | 0 | 0 | 0 | 0 | 0 | 0 | 0 | 0 | 0 | 0 | 0 | Intelligent Energy Solutions | 3 | 2012-01-01 | 2016-05-19 | [10 empty] | FALSE
89 | 89 | 73 | Princeton Club |  | Princeton Club | Princeton Club |  |  | J - New York City | CHP | 300 | 0 | 0 | 0 | 0 | 0 | 0 | 0 | 0 | 0 | 0 | 0 | GI Energy (formerly Endurant Energy) | 3 | 2012-05-01 | 2015-04-29 | [10 empty] | FALSE
90 | 90 | 74 | Jewish Home and Hospital Greenwall Pavilion |  | Jewish Home and Hospital Greenwall Pavilion | Jewish Home and Hospital Greenwall Pavilion |  |  | J - New York City | CHP | 300 | 0 | 0 | 0 | 0 | 0 | 0 | 0 | 0 | 0 | 0 | 0 | Genesys Engineering | 3 | 2012-03-01 | 2016-05-19 | [10 empty] | FALSE
91 | 91 | 75 | Parker Jewish Institute |  | Parker Jewish Institute | Parker Jewish Institute |  |  | J - New York City | CHP | 300 | 0 | 0 | 0 | 0 | 0 | 0 | 0 | 0 | 0 | 0 | 0 | All Systems Cogeneration | 4 | 2012-05-01 | 2016-05-19 | [10 empty] | FALSE
92 | 92 | 76 | City of Schenectady Water Pollution Control Plant |  | City of Schenectady Water Pollution Control Plant | City of Schenectady Water Pollution Control Plant |  |  | F - Capital | CHP | 280 | 0 | 0 | 0 | 0 | 0 | 0 | 0 | 0 | 0 | 0 | 0 | CDM | 1 | 2012-03-01 | 2016-05-19 | [10 empty] | FALSE
93 | 93 | 77 | Walker Dairy |  | Walker Farms, LLC | Walker Farms, LLC |  |  | F - Capital | ADG | 335 | 0 | 0 | 0 | 0 | 0 | 0 | 0 | 0 | 0 | 0 | 0 | RCM Digesters | 2 | 2012-06-05 | [5 empty] | FALSE | FALSE | FALSE | TRUE | FALSE |  | TRUE
94 | 94 | 78 | Felix Storch |  | Felix Storch | Felix Storch |  |  | J - New York City | Solar PV | 147.84 | 0 | 0 | 0 | 0 | 0 | 0 | 0 | 0 | 0 | 0 | 0 | Ross Solar | 1 | 2012-08-01 | 2018-01-03
95 | 95 | 79 | Beth Israel Medical Center |  | Beth Israel Medical Center | Beth Israel Medical Center |  |  | J - New York City | CHP | 250 | 0 | 0 | 0 | 0 | 0 | 0 | 0 | 0 | 0 | 0 | 0 | Ecosystem | 1 | 2012-09-01 | 2020-04-08 | [10 empty] | FALSE
96 | 96 | 80 | Synergy Biogas |  | Synergy Biogas | Synergy Biogas |  |  | A - West | ADG | 1426 | 0 | 0 | 0 | 0 | 0 | 0 | 0 | 0 | 0 | 0 | 0 | CH4 Biogas | 1 | 2012-08-15 | 2017-03-10 | [10 empty] | TRUE
98 | 98 | 82 | Forest City Enterprises |  | Forest City Enterprises 87-25 Queens BLVD | Forest City Enterprises 87-25 Queens BLVD |  |  | J - New York City | Solar PV | 318.99 | 0 | 0 | 0 | 0 | 0 | 0 | 0 | 0 | 0 | 0 | 0 | Solar Energy Systems, LLC | 1 | 2012-09-19 | 2017-01-26
99 | 99 | 83 | GAL Manufacturing |  | GAL Manufacturing | GAL Manufacturing |  |  | J - New York City | Solar PV | 237.12 | 0 | 0 | 0 | 0 | 0 | 0 | 0 | 0 | 0 | 0 | 0 | SolarCity (now Tesla) | 1 | 2012-11-01 | 2019-11-06
100 | 100 | 84 | Walmart 2104 |  | Walmart 2104 | Walmart 2104 |  |  | G - Hudson Valley | Solar PV | 439.92 | 0 | 0 | 0 | 0 | 0 | 0 | 0 | 0 | 0 | 0 | 0 | SolarCity (now Tesla) | 1 | 2012-11-14 | 2019-07-12
101 | 101 | 85 | Cabrini Terrace |  | Cabrini Terrace | Cabrini Terrace |  |  | J - New York City | CHP | 110 | 0 | 0 | 0 | 0 | 0 | 0 | 0 | 0 | 0 | 0 | 0 | DSM Engineering Associates | 2 | 2012-10-24 | 2016-10-11 | [10 empty] | FALSE
102 | 102 | 86 | Willet Dairy |  | Willet Dairy | Willet Dairy |  |  | C - Central | ADG | 1000 | 0 | 0 | 0 | 0 | 0 | 0 | 0 | 0 | 0 | 0 | 0 | DVO Anaerobic Digesters (Formerly GHD) | 1 | 2012-11-01 | 2022-06-10 |  |  |  |  | FALSE | FALSE | FALSE | TRUE | FALSE | Automatic | TRUE
103 | 103 | 87 | Doral Arrowwood Hotel |  | Doral Arrowwood Hotel | Doral Arrowwood Hotel |  |  | J - New York City | CHP | 300 | 0 | 0 | 0 | 0 | 0 | 0 | 0 | 0 | 0 | 0 | 0 | American DG Energy, Inc. | 3 | 2012-12-01 | 2017-01-13 | [10 empty] | FALSE
104 | 104 | 88 | Maspeth Solar |  | Maspeth Solar | Maspeth Solar |  |  | J - New York City | Solar PV | 282.15 | 0 | 0 | 0 | 0 | 0 | 0 | 0 | 0 | 0 | 0 | 0 | Solar Energy Systems, LLC | 1 | 2012-12-27 | 2021-01-17
105 | 105 | 89 | 1948 Troutman St. |  | 1948 Troutman St. | 1948 Troutman St. |  |  | J - New York City | Solar PV | 352.56 | 0 | 0 | 0 | 0 | 0 | 0 | 0 | 0 | 0 | 0 | 0 | Bright Power | 1 | 2012-12-22
106 | 106 | 90 | RiteLite |  | RiteLite | RiteLite |  |  | J - New York City | Solar PV | 172 | 0 | 0 | 0 | 0 | 0 | 0 | 0 | 0 | 0 | 0 | 0 | OnForce Solar, Inc. | 1 | 2012-11-27 | 2019-04-10
107 | 107 | 91 | Compass Forwarding - Sedgwick LLC |  | Compass Forwarding - Sedgwick LLC | Compass Forwarding - Sedgwick LLC |  |  | J - New York City | Solar PV | 88.944 | 0 | 0 | 0 | 0 | 0 | 0 | 0 | 0 | 0 | 0 | 0 | Ross Solar | 1 | 2013-01-17 | 2019-09-06
108 | 108 | 92 | Gardeau Crest Farm |  | Gardeau Crest Farms, LLC | Gardeau Crest Farms, LLC |  |  | A - West | ADG | 600 | 0 | 0 | 0 | 0 | 0 | 0 | 0 | 0 | 0 | 0 | 0 | DVO Anaerobic Digesters (Formerly GHD) | 1 | 2012-08-01 | 2021-07-17 |  |  |  |  | FALSE | FALSE | FALSE | TRUE | FALSE | Automatic | TRUE
109 | 109 | 93 | Stop&Shop Rhinebeck #536 |  | Stop&Shop Rhinebeck #536 | Stop&Shop Rhinebeck #536 |  |  | G - Hudson Valley | Solar PV | 214.17 | 0 | 0 | 0 | 0 | 0 | 0 | 0 | 0 | 0 | 0 | 0 | Real Good Solar (formerly Mercury Solar Systems) | 1 | 2013-01-29 | 2020-10-12
110 | 110 | 94 | Kohl's #782 Staten Island |  | Kohl's #782 Staten Island | Kohl's #782 Staten Island |  |  | J - New York City | Solar PV | 334.125 | 0 | 0 | 0 | 0 | 0 | 0 | 0 | 0 | 0 | 0 | 0 | Sunedison | 1 | 2012-12-05 | 2017-12-07
111 | 111 | 95 | Broadway Stages |  | Broadway Stages | Broadway Stages |  |  | J - New York City | Solar PV | 282.15 | 0 | 0 | 0 | 0 | 0 | 0 | 0 | 0 | 0 | 0 | 0 | Solar Energy Systems, LLC | 1 | 2013-02-01 | 2022-08-31
112 | 112 | 96 | Stop&Shop Monroe #523 |  | Stop&Shop Monroe #523 | Stop&Shop Monroe #523 |  |  | G - Hudson Valley | Solar PV | 243.38 | 0 | 0 | 0 | 0 | 0 | 0 | 0 | 0 | 0 | 0 | 0 | Real Good Solar (formerly Mercury Solar Systems) | 1 | 2013-02-01
113 | 113 | 97 | Silver Towers - New York |  | Silver Towers | Silver Towers |  |  | J - New York City | CHP | 300 | 2100 | 0 | 0 | 0 | 0 | 0 | 0 | 0 | 0 | 0 | 0 | Silverstein Properties, Inc. | 3 | 2013-01-01 | 2023-03-31 |  |  |  |  | TRUE | TRUE | FALSE | FALSE | FALSE |  | FALSE
114 | 114 | 98 | Rivington House |  | Rivington House | Rivington House |  |  | J - New York City | CHP | 240 | 0 | 0 | 0 | 0 | 0 | 0 | 0 | 0 | 0 | 0 | 0 | AES-NJ Cogen Co., Inc. | 4 | 2013-02-21 | 2015-11-06 | [10 empty] | FALSE
115 | 115 | 99 | Dykes Lumber |  | Dykes Lumber | Dykes Lumber |  |  | J - New York City | Solar PV | 196.35 | 0 | 0 | 0 | 0 | 0 | 0 | 0 | 0 | 0 | 0 | 0 | EnterSolar, LLC | 1 | 2013-03-14 | 2019-07-31
116 | 116 | 100 | Stop&Shop New City # 596 |  | Stop&Shop New City # 596 | Stop&Shop New City # 596 |  |  | G - Hudson Valley | Solar PV | 162.25 | 0 | 0 | 0 | 0 | 0 | 0 | 0 | 0 | 0 | 0 | 0 | Real Good Solar (formerly Mercury Solar Systems) | 1 | 2013-03-26 | 2018-06-15
117 | 117 | 101 | Stop&Shop Tarrytown # 599 |  | Stop&Shop Tarrytown # 599 | Stop&Shop Tarrytown # 599 |  |  | J - New York City | Solar PV | 178.8 | 0 | 0 | 0 | 0 | 0 | 0 | 0 | 0 | 0 | 0 | 0 | Real Good Solar (formerly Mercury Solar Systems) | 1 | 2013-03-21
118 | 118 | 102 | East Irondequoit Central School District |  | East Irondequoit Central School District | East Irondequoit Central School District |  |  | B - Genessee | CHP | 325 | 0 | 0 | 0 | 0 | 0 | 0 | 0 | 0 | 0 | 0 | 0 | Clark Patterson Lee | 5 | 2013-02-24 | 2019-03-31 |  |  |  |  | TRUE | TRUE | TRUE | FALSE | FALSE |  | FALSE
119 | 119 | 103 | Churchill |  | Churchill | Churchill |  |  | J - New York City | CHP | 150 | 0 | 0 | 0 | 0 | 0 | 0 | 0 | 0 | 0 | 0 | 0 | Aegis Energy Services, Inc. | 2 | 2013-03-01 | 2017-02-27 | [10 empty] | FALSE
120 | 120 | 104 | Albany Medical Center |  | Albany Medical Center | Albany Medical Center |  |  | F - Capital | CHP | 4500 | 0 | 0 | 0 | 0 | 0 | 0 | 0 | 0 | 0 | 0 | 0 | Cogen Power Technologies | 2 | 2013-04-01 | 2016-08-24 | [9 empty] | Manual | FALSE
121 | 469 | 533 | Hilton - New York |  | Hilton - New York - Anaergia | Hilton - New York - Anaergia |  |  | J - New York City | CHP | 1750 | 9320.003 | 0 | 0 | 0 | 0 | 0 | 0 | 0 | 0 | 0 | 0 | Anaergia | 7 | 2013-04-25 | 2019-02-01 |  |  |  |  | TRUE | FALSE | FALSE | TRUE | FALSE |  | FALSE
122 | 122 | 106 | Victory Food Service |  | Victory Food Service | Victory Food Service |  |  | J - New York City | Solar PV | 339.9 | 0 | 0 | 0 | 0 | 0 | 0 | 0 | 0 | 0 | 0 | 0 | OnForce Solar, Inc. | 1 | 2013-06-11 | 2024-02-21
123 | 123 | 107 | Stop&Shop Ossining # 2502 |  | Stop&Shop Ossining # 2502 | Stop&Shop Ossining # 2502 |  |  | G - Hudson Valley | Solar PV | 259.6 | 0 | 0 | 0 | 0 | 0 | 0 | 0 | 0 | 0 | 0 | 0 | Real Good Solar (formerly Mercury Solar Systems) | 1 | 2013-06-17 | 2022-05-02
124 | 124 | 108 | Albany County Sewer District North Plant |  | Albany County Sewer District North Plant | Albany County Sewer District North Plant |  |  | F - Capital | CHP | 925 | 0 | 0 | 0 | 0 | 0 | 0 | 0 | 0 | 0 | 0 | 0 | CDM | 1 | 2013-05-01 | 2018-07-31 |  |  |  |  | FALSE | TRUE | FALSE | FALSE | FALSE |  | FALSE
125 | 125 | 109 | Fountain House |  | Fountain House | Fountain House |  |  | J - New York City | CHP | 65 | 251 | 0 | 0 | 0 | 0 | 0 | 0 | 0 | 0 | 0 | 0 | IP Group | 1 | 2013-03-01 | 2023-03-31 |  |  |  |  | TRUE | TRUE | TRUE | FALSE | FALSE |  | FALSE
127 | 127 | 111 | Big Geyser, Inc. |  | Big Geyser, Inc. (Truck Room) | Big Geyser, Inc. (Truck Room) |  |  | J - New York City | Solar PV | 175.23 | 0 | 0 | 0 | 0 | 0 | 0 | 0 | 0 | 0 | 0 | 0 | EmPower CES | 1 | 2013-07-30 | 2019-04-08
129 | 129 | 113 | Don Bosco Community Center Bldg. A |  | Don Bosco Community Center Bldg. A | Don Bosco Community Center Bldg. A |  |  | I - Dunwoodie | Solar PV | 241.345 | 0 | 0 | 0 | 0 | 0 | 0 | 0 | 0 | 0 | 0 | 0 | SunRay Power, LLC | 1 | 2013-07-11 | 2020-01-16
130 | 130 | 114 | Don Bosco Community Center Bldg. G |  | Don Bosco Community Center Bldg. G | Don Bosco Community Center Bldg. G |  |  | I - Dunwoodie | Solar PV | 82.485 | 0 | 0 | 0 | 0 | 0 | 0 | 0 | 0 | 0 | 0 | 0 | SunRay Power, LLC | 1 | 2013-07-11 | 2020-01-16
131 | 131 | 115 | Don Bosco Community Center Bldg. H |  | Don Bosco Community Center Bldg. H | Don Bosco Community Center Bldg. H |  |  | I - Dunwoodie | Solar PV | 61.1 | 0 | 0 | 0 | 0 | 0 | 0 | 0 | 0 | 0 | 0 | 0 | SunRay Power, LLC | 1 | 2013-07-11 | 2020-01-16
132 | 132 | 116 | Bed Bath & Beyond #1015/Christmas Tree Shops #7030 |  | Bed Bath & Beyond #1015/Christmas Tree Shops #7030 | Bed Bath & Beyond #1015/Christmas Tree Shops #7030 |  |  | J - New York City | Solar PV | 708.936 | 0 | 0 | 0 | 0 | 0 | 0 | 0 | 0 | 0 | 0 | 0 | Solar Energy Systems, LLC | 1 | 2013-08-27 | 2022-02-20
133 | 133 | 117 | Sealing Devices |  | Sealing Devices | Sealing Devices |  |  | A - West | Solar PV | 250.92 | 0 | 0 | 0 | 0 | 0 | 0 | 0 | 0 | 0 | 0 | 0 | Montante Solar | 1 | 2013-09-26
134 | 134 | 118 | Kohl's #988 Kingston |  | Kohl's #988 Kingston | Kohl's #988 Kingston |  |  | C - Central | Solar PV | 451.06 | 0 | 0 | 0 | 0 | 0 | 0 | 0 | 0 | 0 | 0 | 0 | Sunedison | 1 | 2013-09-25 | 2018-01-02
135 | 135 | 119 | Kohl's #963 North Amherst |  | Kohl's #963 North Amherst | Kohl's #963 North Amherst |  |  | A - West | Solar PV | 312.62 | 0 | 0 | 0 | 0 | 0 | 0 | 0 | 0 | 0 | 0 | 0 | Sunedison | 1 | 2013-09-25 | 2017-08-11
136 | 136 | 120 | Kohl's #1203 Ithaca |  | Kohl's #1203 Ithaca | Kohl's #1203 Ithaca |  |  | C - Central | Solar PV | 308.28 | 0 | 0 | 0 | 0 | 0 | 0 | 0 | 0 | 0 | 0 | 0 | Sunedison | 1 | 2013-09-25 | 2018-01-01
137 | 137 | 121 | Kohl's #35 Horseheads |  | Kohl's #35 Horseheads | Kohl's #35 Horseheads |  |  | G - Hudson Valley | Solar PV | 270.27 | 0 | 0 | 0 | 0 | 0 | 0 | 0 | 0 | 0 | 0 | 0 | Sunedison | 1 | 2013-09-30 | 2017-02-25
138 | 138 | 122 | Kohl's #770 Greece |  | Kohl's #770 Greece | Kohl's #770 Greece |  |  | C - Central | Solar PV | 330.99 | 0 | 0 | 0 | 0 | 0 | 0 | 0 | 0 | 0 | 0 | 0 | Sunedison | 1 | 2013-09-30 | 2017-12-29
139 | 139 | 123 | Kohl's #1079 Auburn |  | Kohl's #1079 Auburn | Kohl's #1079 Auburn |  |  | C - Central | Solar PV | 310.2 | 0 | 0 | 0 | 0 | 0 | 0 | 0 | 0 | 0 | 0 | 0 | Sunedison | 1 | 2013-09-30 | 2017-10-15
140 | 140 | 124 | Watchtower |  | Watchtower | Watchtower |  |  | G - Hudson Valley | Solar PV | 742.6 | 0 | 0 | 0 | 0 | 0 | 0 | 0 | 0 | 0 | 0 | 0 | Hudson Solar | 1 | 2013-09-19 | 2022-06-30
141 | 141 | 125 | Chelsea Mercantile |  | Chelsea Mercantile | Chelsea Mercantile |  |  | J - New York City | CHP | 150 | 1046 | 0 | 0 | 0 | 0 | 0 | 0 | 0 | 0 | 0 | 0 | Aegis Energy Services, Inc. | 2 | 2013-09-20 | 2019-12-27 |  |  |  |  | TRUE | TRUE | FALSE | FALSE | FALSE |  | FALSE
142 | 142 | 126 | Triform Enterprises |  | Triform Enterprises | Triform Enterprises |  |  | F - Capital | Solar PV | 192.27 | 0 | 0 | 0 | 0 | 0 | 0 | 0 | 0 | 0 | 0 | 0 | Hudson Solar | 1 | 2013-10-09 | 2021-06-13
143 | 143 | 127 | Extra Space Storage Brooklyn |  | Extra Space Storage Brooklyn | Extra Space Storage Brooklyn |  |  | J - New York City | Solar PV | 126 | 0 | 0 | 0 | 0 | 0 | 0 | 0 | 0 | 0 | 0 | 0 | Safari Energy, LLC | 1 | 2013-10-16 | 2020-11-11
145 | 145 | 129 | Owens Corning |  | Owens Corning | Owens Corning |  |  | F - Capital | Solar PV | 2700 | 0 | 0 | 0 | 0 | 0 | 0 | 0 | 0 | 0 | 0 | 0 | Constellation Energy | 1 | 2013-10-10
147 | 147 | 131 | Jetro Cash and Carry |  | Jetro Cash and Carry 1 | Jetro Cash and Carry 1 |  |  | J - New York City | Solar PV | 654 | 0 | 0 | 0 | 0 | 0 | 0 | 0 | 0 | 0 | 0 | 0 | Ross Solar | 1 | 2013-10-01
148 | 148 | 132 | Stewart's Shop Corporation |  | Stewart's Shop Corporation | Stewart's Shop Corporation |  |  | F - Capital | Solar PV | 591.36 | 0 | 0 | 0 | 0 | 0 | 0 | 0 | 0 | 0 | 0 | 0 | EnterSolar, LLC | 1 | 2013-11-05
149 | 149 | 133 | Stop&Shop Yonkers #0522 |  | Stop&Shop Yonkers #0522 | Stop&Shop Yonkers #0522 |  |  | J - New York City | Solar PV | 275.82 | 0 | 0 | 0 | 0 | 0 | 0 | 0 | 0 | 0 | 0 | 0 | Real Good Solar (formerly Mercury Solar Systems) | 1 | 2013-10-30 | 2022-04-26
150 | 150 | 205 | Morgan Stanley - Purchase |  | 2000 Westchester | 2000 Westchester |  |  | I - Dunwoodie | Solar PV | 823.36 | 0 | 0 | 0 | 0 | 0 | 0 | 0 | 0 | 0 | 0 | 0 | MS Solar (Morgan Stanley) | 1 | 2013-11-08 | 2019-05-17
151 | 151 | 135 | Architectural Grille |  | Architectural Grille | Architectural Grille |  |  | J - New York City | Solar PV | 312.62 | 0 | 0 | 0 | 0 | 0 | 0 | 0 | 0 | 0 | 0 | 0 | Solar Energy Systems, LLC | 1 | 2013-11-15 | 2017-03-15
152 | 152 | 136 | Matt Brewing Company |  | The Matt Brewing Company | The Matt Brewing Company |  |  | E - Mohawk Valley | ADG | 400 | 0 | 0 | 0 | 0 | 0 | 0 | 0 | 0 | 0 | 0 | 0 | Environmental Management Group International, Inc. | 1 | 2013-11-01 | [5 empty] | FALSE | FALSE | FALSE | TRUE | FALSE |  | FALSE
153 | 153 | 137 | Sims Metal Management |  | Sims Metal Management | Sims Metal Management |  |  | J - New York City | Solar PV | 591.36 | 0 | 0 | 0 | 0 | 0 | 0 | 0 | 0 | 0 | 0 | 0 | Solar Energy Systems, LLC | 1 | 2013-11-27 | 2023-09-25
154 | 154 | 139 | Village of Wappingers Falls |  | Village of Wappingers Falls | Village of Wappingers Falls |  |  | G - Hudson Valley | Solar PV | 239.54 | 0 | 0 | 0 | 0 | 0 | 0 | 0 | 0 | 0 | 0 | 0 | Paradise Energy Solutions | 1 | 2014-08-29
155 | 155 | 140 | Macy's Furniture |  | Macy's Furniture | Macy's Furniture |  |  | J - New York City | Solar PV | 385.52 | 0 | 0 | 0 | 0 | 0 | 0 | 0 | 0 | 0 | 0 | 0 | Solar Energy Systems, LLC | 1 | 2013-12-05 | 2022-02-20
156 | 156 | 141 | Walmart 2405 |  | Walmart 2405 | Walmart 2405 |  |  | A - West | Solar PV | 494 | 0 | 0 | 0 | 0 | 0 | 0 | 0 | 0 | 0 | 0 | 0 | SolarCity (now Tesla) | 1 | 2013-12-13 | 2019-07-12
157 | 157 | 142 | Walmart 2097 |  | Walmart 2097 | Walmart 2097 |  |  | F - Capital | Solar PV | 393.12 | 0 | 0 | 0 | 0 | 0 | 0 | 0 | 0 | 0 | 0 | 0 | SolarCity (now Tesla) | 1 | 2013-12-09 | 2019-07-12
158 | 158 | 143 | Walmart 6356 |  | Walmart 6356 | Walmart 6356 |  |  | G - Hudson Valley | Solar PV | 240.24 | 0 | 0 | 0 | 0 | 0 | 0 | 0 | 0 | 0 | 0 | 0 | SolarCity (now Tesla) | 1 | 2013-12-12 | 2019-07-12
159 | 159 | 144 | VulCraft of NY |  | VulCraft of NY | VulCraft of NY |  |  | C - Central | Solar PV | 1600 | 0 | 0 | 0 | 0 | 0 | 0 | 0 | 0 | 0 | 0 | 0 | Soltage LLC | 1 | 2013-11-16 | 2017-05-03
160 | 160 | 145 | Carlisle Construction |  | Carlisle Construction | Carlisle Construction |  |  | G - Hudson Valley | Solar PV | 953.57 | 0 | 0 | 0 | 0 | 0 | 0 | 0 | 0 | 0 | 0 | 0 | Tecta Solar | 1 | 2013-12-19 | 2019-11-08
161 | 161 | 146 | Carter, Milchman and Frank, Inc. |  | CMF - 23505 | CMF - 23505 |  |  | J - New York City | Solar PV | 96.792 | 0 | 0 | 0 | 0 | 0 | 0 | 0 | 0 | 0 | 0 | 0 | Ross Solar | 1 | 2015-06-12
162 | 162 | 147 | Macy's Main |  | Macy's Main | Macy's Main |  |  | J - New York City | Solar PV | 507.52 | 0 | 0 | 0 | 0 | 0 | 0 | 0 | 0 | 0 | 0 | 0 | Solar Energy Systems, LLC | 1 | 2013-12-16 | 2022-06-27
163 | 163 | 148 | Bard College |  | Bard College | Bard College |  |  | G - Hudson Valley | Solar PV | 280 | 0 | 0 | 0 | 0 | 0 | 0 | 0 | 0 | 0 | 0 | 0 | Solartech Renewables | 1 | 2014-01-08 | 2020-04-20
164 | 164 | 149 | Seneca County Law Enforcement Center |  | Seneca County Law Enforcement Center | Seneca County Law Enforcement Center |  |  | C - Central | Solar PV | 844.8 | 0 | 0 | 0 | 0 | 0 | 0 | 0 | 0 | 0 | 0 | 0 | Spear Point Energy | 1 | 2013-12-27 | 2020-01-16
165 | 165 | 150 | Kohl's #1411 Hudson |  | Kohl's #1411 Hudson | Kohl's #1411 Hudson |  |  | F - Capital | Solar PV | 299.64 | 0 | 0 | 0 | 0 | 0 | 0 | 0 | 0 | 0 | 0 | 0 | Sunedison | 1 | 2013-12-01 | 2018-01-02
166 | 166 | 151 | Kohl's #1113 Williamsville |  | Kohl's #1113 Williamsville | Kohl's #1113 Williamsville |  |  | A - West | Solar PV | 336.6 | 0 | 0 | 0 | 0 | 0 | 0 | 0 | 0 | 0 | 0 | 0 | Sunedison | 1 | 2013-12-03 | 2018-01-13
167 | 167 | 152 | Kohl's #1306 Buffalo |  | Kohl's #1306 Buffalo | Kohl's #1306 Buffalo |  |  | A - West | Solar PV | 364.65 | 0 | 0 | 0 | 0 | 0 | 0 | 0 | 0 | 0 | 0 | 0 | Sunedison | 1 | 2013-12-01 | 2018-01-02
168 | 168 | 153 | Kohl's #1048 Newburgh |  | Kohl's #1048 Newburgh | Kohl's #1048 Newburgh |  |  | G - Hudson Valley | Solar PV | 283.36 | 0 | 0 | 0 | 0 | 0 | 0 | 0 | 0 | 0 | 0 | 0 | Sunedison | 1 | 2013-12-03 | 2017-11-15
169 | 169 | 155 | Walmart 1781 |  | Walmart 1781 | Walmart 1781 |  |  | C - Central | Solar PV | 539.5 | 0 | 0 | 0 | 0 | 0 | 0 | 0 | 0 | 0 | 0 | 0 | SolarCity (now Tesla) | 1 | 2014-01-08 | 2019-07-12
170 | 170 | 105 | Church Street Hilton |  | Church Street Hilton | Church Street Hilton |  |  | J - New York City | CHP | 500 | 2497.6 | 0 | 0 | 0 | 0 | 0 | 0 | 0 | 0 | 0 | 0 | SDP/Greenwood Energy | 2 | 2014-02-01 | 2017-12-02 |  |  |  |  | TRUE | TRUE | FALSE | FALSE | FALSE |  | FALSE
171 | 171 | 157 | Target Glenville |  | Target Glenville | Target Glenville |  |  | F - Capital | Solar PV | 691.15 | 0 | 0 | 0 | 0 | 0 | 0 | 0 | 0 | 0 | 0 | 0 | EnterSolar, LLC | 1 | 2014-01-01
172 | 172 | 158 | Mountain Service Distributors |  | Mountain Service Distributors | Mountain Service Distributors |  |  | E - Mohawk Valley | Solar PV | 387.5 | 0 | 0 | 0 | 0 | 0 | 0 | 0 | 0 | 0 | 0 | 0 | EnterSolar, LLC | 1 | 2014-01-22
173 | 173 | 159 | Whole Foods - Brooklyn |  | Whole Foods - Brooklyn | Whole Foods - Brooklyn |  |  | J - New York City | Solar PV | 306.6 | 0 | 0 | 0 | 0 | 0 | 0 | 0 | 0 | 0 | 0 | 0 | Sunedison | 1 | 2014-01-01 | 2017-11-15
174 | 174 | 160 | Fesko Farm |  | Fesko Farm | Fesko Farm |  |  | C - Central | Solar PV | 303.05 | 0 | 0 | 0 | 0 | 0 | 0 | 0 | 0 | 0 | 0 | 0 | RER Energy Group | 1 | 2014-01-27 | 2019-09-06
175 | 175 | 161 | Marshall Farms Group |  | Marshall Farms Group | Marshall Farms Group |  |  | B - Genessee | Solar PV | 650 | 0 | 0 | 0 | 0 | 0 | 0 | 0 | 0 | 0 | 0 | 0 | GreenSpark Solar (Formerly Sustainable Energy Developments Inc.) | 1 | 2014-02-14 | 2023-12-17
176 | 176 | 138 | Lotte New York Palace Hotel |  | Palace Hotel | Palace Hotel |  |  | J - New York City | CHP | 780 | 3450 | 0 | 0 | 0 | 0 | 0 | 0 | 0 | 0 | 0 | 0 | RSP Systems | 12 | 2013-11-14 | 2023-03-31 |  |  |  |  | TRUE | TRUE | TRUE | FALSE | FALSE |  | FALSE
177 | 177 | 162 | Greenwood Dairy |  | Greenwood Dairy | Greenwood Dairy | 406 |  | E - Mohawk Valley | ADG | 400 | 0 | 0 | 0 | 0 | 0 | 0 | 0 | 0 | 0 | 0 | 0 | RCM Digesters | 1 | 2014-02-15 | [5 empty] | FALSE | FALSE | FALSE | TRUE | FALSE | Automatic | TRUE
178 | 178 | 163 | Target Williamsville |  | Target Williamsville | Target Williamsville |  |  | A - West | Solar PV | 390 | 0 | 0 | 0 | 0 | 0 | 0 | 0 | 0 | 0 | 0 | 0 | EnterSolar, LLC | 1 | 2014-02-01 | 2023-02-28
179 | 179 | 164 | King Zak Industries |  | King Zak Industries | King Zak Industries |  |  | G - Hudson Valley | Solar PV | 325.3 | 0 | 0 | 0 | 0 | 0 | 0 | 0 | 0 | 0 | 0 | 0 | EnterSolar, LLC | 1 | 2014-03-12 | 2020-02-29
180 | 180 | 165 | Nice-Pak Products, Inc |  | Nice-Pak Products, Inc. | Nice-Pak Products, Inc. |  |  | G - Hudson Valley | Solar PV | 854.75 | 0 | 0 | 0 | 0 | 0 | 0 | 0 | 0 | 0 | 0 | 0 | Lighthouse Solar | 1 | 2014-02-21 | 2017-09-24
181 | 181 | 166 | Manheim Remarketing Inc. - Newburgh #1 |  | Manheim Remarketing Inc. - Newburgh #1 | Manheim Remarketing Inc. - Newburgh #1 |  |  | G - Hudson Valley | Solar PV | 117 | 0 | 0 | 0 | 0 | 0 | 0 | 0 | 0 | 0 | 0 | 0 | SolarCity (now Tesla) | 1 | 2014-02-19 | 2019-08-02
182 | 182 | 167 | Manheim Remarketing, Inc. - Clifton Park |  | Manheim Remarketing, Inc. - Clifton Park | Manheim Remarketing, Inc. - Clifton Park |  |  | F - Capital | Solar PV | 110.5 | 0 | 0 | 0 | 0 | 0 | 0 | 0 | 0 | 0 | 0 | 0 | SolarCity (now Tesla) | 1 | 2014-02-22 | 2019-11-06
183 | 183 | 168 | Stop&Shop White Plains #0501 |  | Stop&Shop White Plains #0501 | Stop&Shop White Plains #0501 |  |  | I - Dunwoodie | Solar PV | 250.8 | 0 | 0 | 0 | 0 | 0 | 0 | 0 | 0 | 0 | 0 | 0 | Real Good Solar (formerly Mercury Solar Systems) | 1 | 2014-01-27 | 2021-01-06
184 | 184 | 169 | Sunlight Clinton Realty |  | Sunlight Clinton Realty | Sunlight Clinton Realty |  |  | J - New York City | Solar PV | 220 | 0 | 0 | 0 | 0 | 0 | 0 | 0 | 0 | 0 | 0 | 0 | Absolutely Energized Solar Electric, Inc. | 1 | 2014-03-06
185 | 185 | 172 | Quality Braid |  | Quality Braid | Quality Braid |  |  | I - Dunwoodie | Solar PV | 240.9 | 0 | 0 | 0 | 0 | 0 | 0 | 0 | 0 | 0 | 0 | 0 | OnForce Solar, Inc. | 1 | 2014-03-01 | 2019-07-29
186 | 186 | 173 | PriceMaster |  | PriceMaster | PriceMaster |  |  | I - Dunwoodie | Solar PV | 402.6 | 0 | 0 | 0 | 0 | 0 | 0 | 0 | 0 | 0 | 0 | 0 | OnForce Solar, Inc. | 1 | 2014-03-04
187 | 187 | 171 | Lawnhurst Farms |  | Lawnhurst Farms, LLC | Lawnhurst Farms, LLC |  |  | C - Central | ADG | 633 | 0 | 0 | 0 | 0 | 0 | 0 | 0 | 0 | 0 | 0 | 0 | EnviTec | 2 | 2014-03-01 | 2020-04-01 |  |  |  |  | FALSE | TRUE | FALSE | TRUE | FALSE |  | TRUE
188 | 188 | 174 | Bloomingdales |  | Bloomingdales | Bloomingdales |  |  | J - New York City | Solar PV | 399.6 | 0 | 0 | 0 | 0 | 0 | 0 | 0 | 0 | 0 | 0 | 0 | Dynamic Energy Solutions, LLC | 1 | 2014-04-20 | 2019-11-08
189 | 189 | 175 | Manheim Remarketing Inc. - Newburgh #2 |  | Manheim Remarketing Inc. - Newburgh #2 | Manheim Remarketing Inc. - Newburgh #2 |  |  | G - Hudson Valley | Solar PV | 747.5 | 0 | 0 | 0 | 0 | 0 | 0 | 0 | 0 | 0 | 0 | 0 | SolarCity (now Tesla) | 1 | 2014-04-26 | 2019-08-02
190 | 190 | 176 | Verizon - Clinton Ave |  | Verizon - Clinton Ave | Verizon - Clinton Ave |  |  | J - New York City | Fuel Cell | 400 | 0 | 0 | 0 | 0 | 0 | 0 | 0 | 0 | 0 | 0 | 0 | Doosan Fuel Cell America | 1 | 2013-12-30 | 2020-02-26 |  |  |  |  | FALSE | FALSE | FALSE | FALSE | FALSE | Automatic | FALSE
191 | 191 | 177 | Verizon - Forest Ave |  | Verizon - Forest Ave | Verizon - Forest Ave |  |  | J - New York City | Fuel Cell | 400 | 0 | 0 | 0 | 0 | 0 | 0 | 0 | 0 | 0 | 0 | 0 | Doosan Fuel Cell America | 1 | 2013-12-31 | 2023-03-31 |  |  |  |  | FALSE | FALSE | FALSE | FALSE | FALSE | Automatic | FALSE
192 | 192 | 178 | Verizon - Jamaica |  | Verizon - Jamaica | Verizon - Jamaica |  |  | J - New York City | Fuel Cell | 800 | 0 | 0 | 0 | 0 | 0 | 0 | 0 | 0 | 0 | 0 | 0 | Doosan Fuel Cell America | 2 | 2013-12-31 | 2023-03-31 |  |  |  |  | FALSE | FALSE | FALSE | FALSE | FALSE | Automatic | FALSE
193 | 193 | 179 | Verizon - Meserole St |  | Verizon - Meserole St | Verizon - Meserole St |  |  | J - New York City | Fuel Cell | 800 | 0 | 0 | 0 | 0 | 0 | 0 | 0 | 0 | 0 | 0 | 0 | Doosan Fuel Cell America | 2 | 2013-12-30 | 2023-03-31 |  |  |  |  | TRUE | TRUE | FALSE | FALSE | FALSE |  | FALSE
194 | 194 | 180 | Verizon - Rockaway Ave |  | Verizon - Rockaway Ave | Verizon - Rockaway Ave |  |  | J - New York City | Fuel Cell | 400 | 0 | 0 | 0 | 0 | 0 | 0 | 0 | 0 | 0 | 0 | 0 | Doosan Fuel Cell America | 1 | 2013-12-31 | 2023-03-31 |  |  |  |  | FALSE | FALSE | FALSE | FALSE | FALSE | Automatic | FALSE
195 | 195 | 182 | Ovation In-Store |  | Ovation In-Store | Ovation In-Store |  |  | K - Long Island | Solar PV | 300 | 0 | 0 | 0 | 0 | 0 | 0 | 0 | 0 | 0 | 0 | 0 | Ross Solar | 1 | 2014-05-21 | 2018-07-11
196 | 196 | 183 | LADS Avenue Associates, LLC |  | LADS Avenue Associates, LLC | LADS Avenue Associates, LLC |  |  | J - New York City | Solar PV | 341.33 | 0 | 0 | 0 | 0 | 0 | 0 | 0 | 0 | 0 | 0 | 0 | Real Good Solar (formerly Mercury Solar Systems) | 1 | 2014-06-05 | 2018-07-10
197 | 197 | 184 | Urban Horizons Building |  | Urban Horizons Building | Urban Horizons Building |  |  | H - Millwood | CHP | 65 | 408 | 0 | 0 | 0 | 0 | 0 | 0 | 0 | 0 | 0 | 0 | Steven Winter Associates | 1 | 2013-10-31 | 2023-03-31 |  |  |  |  | TRUE | TRUE | FALSE | FALSE | FALSE |  | FALSE
198 | 198 | 185 | Wegmans Markets Office Building |  | Wegmans Markets Office Building | Wegmans Markets Office Building |  |  | B - Genessee | Solar PV | 536.25 | 0 | 0 | 0 | 0 | 0 | 0 | 0 | 0 | 0 | 0 | 0 | Solar Liberty | 1 | 2014-07-01 | 2018-04-30
199 | 199 | 186 | Manhattan Beer Distributor |  | Manhattan Beer Distributor | Manhattan Beer Distributor |  |  | J - New York City | Solar PV | 1059.3 | 0 | 0 | 0 | 0 | 0 | 0 | 0 | 0 | 0 | 0 | 0 | OnForce Solar, Inc. | 1 | 2014-06-28 | 2020-06-30
200 | 200 | 187 | Extra Space Storage Bronx |  | Extra Space Storage Bronx | Extra Space Storage Bronx |  |  | J - New York City | Solar PV | 189 | 0 | 0 | 0 | 0 | 0 | 0 | 0 | 0 | 0 | 0 | 0 | Safari Energy, LLC | 1 | 2014-07-18 | 2021-01-29
201 | 201 | 188 | Cinemark Site #202 |  | Cinemark Site #202 | Cinemark Site #202 |  |  | B - Genessee | Solar PV | 312.13 | 0 | 0 | 0 | 0 | 0 | 0 | 0 | 0 | 0 | 0 | 0 | SoCore Energy LLC | 1 | 2014-08-13 | 2022-05-02
202 | 202 | 189 | Skidmore College |  | Skidmore College | Skidmore College |  |  | F - Capital | Solar PV | 2085 | 0 | 0 | 0 | 0 | 0 | 0 | 0 | 0 | 0 | 0 | 0 | Dynamic Energy Solutions, LLC | 1 | 2014-07-31
203 | 203 | 190 | Cornell Snyder Road Solar Farm |  | Cornell Snyder Road Solar Farm | Cornell Snyder Road Solar Farm |  |  | C - Central | Solar PV | 2067.29 | 0 | 0 | 0 | 0 | 0 | 0 | 0 | 0 | 0 | 0 | 0 | Ulysses Solar LLC | 1 | 2014-09-12 | 2022-04-26
204 | 204 | 191 | Anheuser Busch - Bronx |  | Anheuser Busch - Bronx | Anheuser Busch - Bronx |  |  | J - New York City | Solar PV | 711.37 | 0 | 0 | 0 | 0 | 0 | 0 | 0 | 0 | 0 | 0 | 0 | Sunedison | 1 | 2014-09-01 | 2018-01-02
205 | 205 | 193 | Spruce Haven |  | CRE-Spruce Haven LLC | CRE-Spruce Haven LLC |  |  | C - Central | ADG | 520 | 0 | 0 | 0 | 0 | 0 | 0 | 0 | 0 | 0 | 0 | 0 | Larsen Engineers | 2 | 2014-10-28 | 2022-05-12 |  |  |  |  | FALSE | FALSE | FALSE | TRUE | FALSE | Automatic | TRUE
206 | 206 | 194 | Clarkson Solar |  | Clarkson Solar | Clarkson Solar |  |  | E - Mohawk Valley | Solar PV | 2311.2 | 0 | 0 | 0 | 0 | 0 | 0 | 0 | 0 | 0 | 0 | 0 | Clarkson Solar LLC (Community Energy Solar) | 1 | 2014-12-04 | 2017-08-09
207 | 207 | 195 | Bausch & Lomb |  | Bausch & Lomb | Bausch & Lomb |  |  | B - Genessee | Solar PV | 1100.1 | 0 | 0 | 0 | 0 | 0 | 0 | 0 | 0 | 0 | 0 | 0 | Solectria | 1 | 2014-11-25
209 | 209 | 197 | Fed Ex Ground |  | Fed Ex Ground - 28808 | Fed Ex Ground - 28808 |  |  | J - New York City | Solar PV | 583 | 0 | 0 | 0 | 0 | 0 | 0 | 0 | 0 | 0 | 0 | 0 | Solar Energy Systems, LLC | 1 | 2014-11-01 | 2021-07-07
210 | 210 | 199 | Macy's Albany |  | Macy's Albany | Macy's Albany |  |  | F - Capital | Solar PV | 744.345 | 0 | 0 | 0 | 0 | 0 | 0 | 0 | 0 | 0 | 0 | 0 | SunConnect NY1, LLC | 1 | 2014-11-18
211 | 211 | 200 | Macy's Cheektowaga |  | Macy's Cheektowaga | Macy's Cheektowaga |  |  | A - West | Solar PV | 385.56 | 0 | 0 | 0 | 0 | 0 | 0 | 0 | 0 | 0 | 0 | 0 | SunConnect NY1, LLC | 1 | 2014-11-18
212 | 212 | 201 | Macy's McKinley |  | Macy's McKinley | Macy's McKinley |  |  | A - West | Solar PV | 492.66 | 0 | 0 | 0 | 0 | 0 | 0 | 0 | 0 | 0 | 0 | 0 | SunConnect NY1, LLC | 1 | 2014-11-18
213 | 213 | 202 | Macy's Middletown |  | Macy's Middletown | Macy's Middletown |  |  | G - Hudson Valley | Solar PV | 524.79 | 0 | 0 | 0 | 0 | 0 | 0 | 0 | 0 | 0 | 0 | 0 | SunConnect NY1, LLC | 1 | 2014-11-18
214 | 214 | 203 | Macy's Poughkeepsie |  | Macy's Poughkeepsie | Macy's Poughkeepsie |  |  | G - Hudson Valley | Solar PV | 455.175 | 0 | 0 | 0 | 0 | 0 | 0 | 0 | 0 | 0 | 0 | 0 | SunConnect NY1, LLC | 1 | 2014-11-18 | 2019-11-08
215 | 215 | 207 | Town of Williamson Landfill Solar Project |  | Town of Williamson Landfill Solar Project | Town of Williamson Landfill Solar Project |  |  | B - Genessee | Solar PV | 1506.7 | 0 | 0 | 0 | 0 | 0 | 0 | 0 | 0 | 0 | 0 | 0 | GreenSpark Solar (Formerly Sustainable Energy Developments Inc.) | 1 | 2014-12-18 | 2022-04-26
216 | 216 | 240 | LOFT - Market St |  | LOFT - 194 Market St | LOFT - 194 Market St |  |  | J - New York City | Solar PV | 68 | 0 | 0 | 0 | 0 | 0 | 0 | 0 | 0 | 0 | 0 | 0 | G&S Solar Installers | 1 | 2015-04-07 | 2019-11-08
217 | 217 | 241 | FNY Partners - 193 Market St |  | FNY Partners - 193 Market St | FNY Partners - 193 Market St |  |  | J - New York City | Solar PV | 123 | 0 | 0 | 0 | 0 | 0 | 0 | 0 | 0 | 0 | 0 | 0 | G&S Solar Installers | 1 | 2015-04-07 | 2019-11-08
218 | 218 | 243 | FNY Partners - 74 Market St |  | FNY Partners - 74 Market St | FNY Partners - 74 Market St |  |  | J - New York City | Solar PV | 99 | 0 | 0 | 0 | 0 | 0 | 0 | 0 | 0 | 0 | 0 | 0 | G&S Solar Installers | 1 | 2015-04-07 | 2019-11-08
219 | 219 | 244 | 22 Market Street |  | 22 Market Street | 22 Market Street |  |  | J - New York City | Solar PV | 225 | 0 | 0 | 0 | 0 | 0 | 0 | 0 | 0 | 0 | 0 | 0 | G&S Solar Installers | 1 | 2015-04-07 | 2019-11-08
220 | 220 | 205 | Morgan Stanley - Purchase |  | Morgan Stanley - Purchase | Morgan Stanley - Purchase |  |  | I - Dunwoodie | Fuel Cell | 262.5 | 0 | 0 | 0 | 0 | 0 | 0 | 0 | 0 | 0 | 0 | 0 | Bloom Energy | 1 | 2014-09-01 | 2018-08-31 |  |  |  |  | FALSE | FALSE | FALSE | FALSE | FALSE |  | FALSE
221 | 221 | 212 | St Joseph's Hospital |  | St Joseph's Hospital | St Joseph's Hospital |  |  | C - Central | CHP | 4600 | 76911 | 0 | 0 | 0 | 0 | 0 | 0 | 0 | 0 | 0 | 0 | Cogen Power Technologies | 2 | 2014-12-01 | 2019-10-16 |  |  |  |  | FALSE | TRUE | FALSE | TRUE | FALSE | Manual | FALSE
222 | 222 | 208 | 8 Rewe St LLC - Marjam |  | 8 Rewe St LLC - Marjam | 8 Rewe St LLC - Marjam |  |  | J - New York City | Solar PV | 99 | 0 | 0 | 0 | 0 | 0 | 0 | 0 | 0 | 0 | 0 | 0 | National Grid Energy Management LLC | 1 | 2014-12-16 | 2019-11-05
223 | 223 | 210 | 16 Rewe St LLC - Marjam |  | 16 Rewe St LLC - Marjam | 16 Rewe St LLC - Marjam |  |  | J - New York City | Solar PV | 125.4 | 0 | 0 | 0 | 0 | 0 | 0 | 0 | 0 | 0 | 0 | 0 | National Grid Energy Management LLC | 1 | 2014-12-17 | 2019-11-05
224 | 224 | 211 | A&I Realty Corp - Marjam |  | A&I Realty Corp - Marjam | A&I Realty Corp - Marjam |  |  | J - New York City | Solar PV | 115.5 | 0 | 0 | 0 | 0 | 0 | 0 | 0 | 0 | 0 | 0 | 0 | National Grid Energy Management LLC | 1 | 2014-12-16 | 2019-11-05
226 | 226 | 581 | Terrace Gardens 2 |  | Terrace Gardens 2 | Terrace Gardens 2 |  |  | J - New York City | CHP | 100 | 700 | 0 | 0 | 0 | 0 | 0 | 0 | 0 | 0 | 0 | 0 | Tecogen, Inc. | 1 | 2014-12-09 | 2017-12-31 |  |  | TRUE |  | TRUE | TRUE | FALSE | FALSE | FALSE | Manual | FALSE
227 | 227 | 215 | Birchwood Towers - The Toledo |  | Toledo Building | Toledo Building |  |  | J - New York City | CHP | 75 | 523 | 0 | 0 | 0 | 0 | 0 | 0 | 0 | 0 | 0 | 0 | Aegis Energy Services, Inc. | 1 | 2014-11-01 | 2023-03-31 |  |  | TRUE |  | TRUE | TRUE | FALSE | TRUE | FALSE |  | FALSE
228 | 228 | 217 | YKY Ossining |  | YKY Ossining | YKY Ossining |  |  | H - Millwood | Solar PV | 383.47 | 0 | 0 | 0 | 0 | 0 | 0 | 0 | 0 | 0 | 0 | 0 | Green Power Developers, LLC | 1 | 2015-01-13 | 2022-03-01
232 | 232 | 223 | Diamond Saw Mill |  | Diamond Saw Mill 0016: Safe Haven | Diamond Saw Mill 0016: Safe Haven |  |  | I - Dunwoodie | Solar PV | 128.52 | 0 | 0 | 0 | 0 | 0 | 0 | 0 | 0 | 0 | 0 | 0 | Safari Energy, LLC | 1 | 2014-08-01 | 2023-07-17
233 | 233 | 224 | Diamond Virginia: 75 Virginia |  | Diamond Virginia: 75 Virginia | Diamond Virginia: 75 Virginia |  |  | G - Hudson Valley | Solar PV | 248.625 | 0 | 0 | 0 | 0 | 0 | 0 | 0 | 0 | 0 | 0 | 0 | Safari Energy, LLC | 1 | 2014-12-01
234 | 234 | 225 | Pearlgreen |  | Pearlgreen | Pearlgreen |  |  | I - Dunwoodie | Solar PV | 416.1 | 0 | 0 | 0 | 0 | 0 | 0 | 0 | 0 | 0 | 0 | 0 | Solar Energy Systems, LLC | 1 | 2015-01-01
235 | 235 | 227 | Clarkstown Landfill |  | Clarkstown Landfill | Clarkstown Landfill |  |  | G - Hudson Valley | Solar PV | 2316.78 | 0 | 0 | 0 | 0 | 0 | 0 | 0 | 0 | 0 | 0 | 0 | OnForce Solar, Inc. | 1 | 2015-01-23
236 | 236 | 228 | Tuck It Away 136 |  | Tuck It Away 136 | Tuck It Away 136 |  |  | J - New York City | Solar PV | 375.76 | 0 | 0 | 0 | 0 | 0 | 0 | 0 | 0 | 0 | 0 | 0 | OnForce Solar, Inc. | 1 | 2015-01-17
237 | 237 | 204 | Carl Zeiss |  | Carl Zeiss | Carl Zeiss |  |  | I - Dunwoodie | Solar PV | 530.07 | 0 | 0 | 0 | 0 | 0 | 0 | 0 | 0 | 0 | 0 | 0 | American Solar & Alternative Power | 1 | 2014-12-09 | 2020-02-04
238 | 238 | 229 | PatterSUN Landfill |  | PatterSUN Landfill | PatterSUN Landfill |  |  | G - Hudson Valley | Solar PV | 942.4 | 0 | 0 | 0 | 0 | 0 | 0 | 0 | 0 | 0 | 0 | 0 | BQ Energy Development, LLC | 1 | 2015-03-02 | 2022-04-26
239 | 239 | 230 | Extra Space Storage Mt. Vernon #1 - 30 N West |  | Extra Space Storage Mt. Vernon #1 - 30 N West | Extra Space Storage Mt. Vernon #1 - 30 N West |  |  | I - Dunwoodie | Solar PV | 79.56 | 0 | 0 | 0 | 0 | 0 | 0 | 0 | 0 | 0 | 0 | 0 | Safari Energy, LLC | 1 | 2015-03-05 | 2022-03-01
240 | 240 | 232 | Macy's Eastview |  | Macy's Eastview | Macy's Eastview |  |  | B - Genessee | Solar PV | 487.31 | 0 | 0 | 0 | 0 | 0 | 0 | 0 | 0 | 0 | 0 | 0 | SunConnect NY1, LLC | 1 | 2015-01-07
241 | 241 | 233 | American Specialties |  | American Specialties | American Specialties |  |  | I - Dunwoodie | Solar PV | 783.125 | 0 | 0 | 0 | 0 | 0 | 0 | 0 | 0 | 0 | 0 | 0 | OnForce Solar, Inc. | 1 | 2015-03-10
242 | 242 | 235 | Birchwood Towers - The Kyoto |  | Kyoto Building | Kyoto Building |  |  | J - New York City | CHP | 75 | 523 | 0 | 0 | 0 | 0 | 0 | 0 | 0 | 0 | 0 | 0 | Aegis Energy Services, Inc. | 1 | 2015-03-30 | 2023-03-31 |  |  | TRUE |  | TRUE | TRUE | FALSE | FALSE | FALSE | Manual | FALSE
243 | 243 | 234 | Extra Space Storage Mt. Vernon #2 - Macquesten |  | Extra Space Storage Mt. Vernon #2 - Macquesten | Extra Space Storage Mt. Vernon #2 - Macquesten |  |  | I - Dunwoodie | Solar PV | 106.08 | 0 | 0 | 0 | 0 | 0 | 0 | 0 | 0 | 0 | 0 | 0 | Safari Energy, LLC | 1 | 2015-03-27 | 2021-09-01
244 | 244 | 236 | Church at the Gateway |  | Church at the Gateway | Church at the Gateway |  |  | J - New York City | Solar PV | 386.1 | 0 | 0 | 0 | 0 | 0 | 0 | 0 | 0 | 0 | 0 | 0 | Advanced Solar Products, Inc. | 1 | 2015-03-27 | 2023-05-26
245 | 245 | 237 | DHL |  | DHL Express | DHL Express |  |  | J - New York City | CHP | 800 | 4050 | 0 | 0 | 0 | 0 | 0 | 0 | 0 | 0 | 0 | 0 | RSP Systems | 1 | 2015-04-01 | 2023-03-31 |  |  | TRUE |  | FALSE | TRUE | TRUE | FALSE | FALSE |  | FALSE
246 | 246 | 238 | Brevoort East |  | Brevoort East | Brevoort East |  |  | J - New York City | CHP | 300 | 2100 | 0 | 0 | 0 | 0 | 0 | 0 | 0 | 0 | 0 | 0 | Tecogen, Inc. | 3 | 2015-04-01 | 2023-03-31 |  |  |  |  | TRUE | TRUE | TRUE | FALSE | FALSE |  | FALSE
247 | 247 | 239 | Houghton College |  | Houghton College | Houghton College |  |  | B - Genessee | Solar PV | 2613 | 0 | 0 | 0 | 0 | 0 | 0 | 0 | 0 | 0 | 0 | 0 | Borrego Solar (formerly SEC Newco, LLC) | 1 | 2015-03-30 | 2023-03-31
248 | 248 | 245 | Bates Troy Healthcare Linen Services |  | Bates Troy Healthcare Linen Services | Bates Troy Healthcare Linen Services |  |  | C - Central | CHP | 400 | 0 | 0 | 0 | 0 | 0 | 0 | 0 | 0 | 0 | 0 | 0 | Tecogen, Inc. | 4 | 2015-04-28 | 2023-03-31 |  |  | FALSE |  | TRUE | TRUE | FALSE | TRUE | FALSE | Automatic | FALSE
249 | 249 | 246 | SUNY Cortland College |  | SUNY Cortland College | SUNY Cortland College |  |  | C - Central | Solar PV | 1063.18 | 0 | 0 | 0 | 0 | 0 | 0 | 0 | 0 | 0 | 0 | 0 | SolarCity (now Tesla) | 1 | 2015-04-16
250 | 250 | 247 | Millbrook School |  | Millbrook School | Millbrook School |  |  | G - Hudson Valley | Solar PV | 1730.14 | 0 | 0 | 0 | 0 | 0 | 0 | 0 | 0 | 0 | 0 | 0 | SolarCity (now Tesla) | 1 | 2015-04-20
251 | 251 | 248 | FXG #100 (FedEx Ground Packing System, Inc.) |  | FXG #100 (FedEx Ground Packing System, Inc.) | FXG #100 (FedEx Ground Packing System, Inc.) |  |  | J - New York City | Solar PV | 486.78 | 0 | 0 | 0 | 0 | 0 | 0 | 0 | 0 | 0 | 0 | 0 | SoCore Energy LLC | 1 | 2015-04-24 | 2024-01-21
252 | 252 | 582 | The Bay Club: Tower 2 |  | Bay Club #2 | Bay Club #2 |  |  | J - New York City | CHP | 300 | 2092 | 0 | 0 | 0 | 0 | 0 | 0 | 0 | 0 | 0 | 0 | Aegis Energy Services, Inc. | 4 | 2015-05-07 | 2023-03-31 |  |  | FALSE |  | TRUE | TRUE | FALSE | FALSE | FALSE | Manual | FALSE
259 | 259 | 257 | Mt. Kisco |  | Mt. Kisco - Safe Haven | Mt. Kisco - Safe Haven |  |  | J - New York City | Solar PV | 89.25 | 0 | 0 | 0 | 0 | 0 | 0 | 0 | 0 | 0 | 0 | 0 | Safari Energy, LLC | 1 | 2015-05-06 | 2024-01-30
260 | 260 | 258 | Cummins Jamestown Engine Plant |  | Cummins Jamestown Engine Plant | Cummins Jamestown Engine Plant |  |  | A - West | Solar PV | 2002 | 0 | 0 | 0 | 0 | 0 | 0 | 0 | 0 | 0 | 0 | 0 | Solar Liberty | 1 | 2015-06-03 | 2019-11-08
261 | 261 | 259 | Roosevelt Landings |  | Roosevelt Landings | Roosevelt Landings |  |  | J - New York City | CHP | 300 | 2100 | 0 | 0 | 0 | 0 | 0 | 0 | 0 | 0 | 0 | 0 | EVCO Mechanical | 3 | 2014-08-01 | 2018-07-31 |  |  |  |  | TRUE | FALSE | FALSE | FALSE | FALSE |  | FALSE
262 | 262 | 260 | Sullivan Community College |  | Sullivan Community College | Sullivan Community College |  |  | E - Mohawk Valley | Solar PV | 2152.08 | 0 | 0 | 0 | 0 | 0 | 0 | 0 | 0 | 0 | 0 | 0 | Sullivan Solar Garden, LLC - Enerparc | 1 | 2015-06-16 | 2022-04-27
263 | 263 | 261 | Staten Island Ferry Maintenance Building |  | Staten Island Ferry Maintenance Building | Staten Island Ferry Maintenance Building |  |  | J - New York City | Solar PV | 221 | 0 | 0 | 0 | 0 | 0 | 0 | 0 | 0 | 0 | 0 | 0 | Consolidated Edison Solutions | 1 | 2015-06-01
264 | 264 | 262 | Tompkins Cortland Community College |  | Tompkins Cortland Community College | Tompkins Cortland Community College |  |  | C - Central | Solar PV | 2602.8 | 0 | 0 | 0 | 0 | 0 | 0 | 0 | 0 | 0 | 0 | 0 | Next Era Energy Resources (formerly SEC LHNY Solar One, LLC) | 1 | 2015-06-22
265 | 265 | 264 | Rochester Institute of Technology (RIT) | Rochester Institute of Technology (RIT) | Rochester Institute of Technology (RIT) | Rochester Institute of Technology (RIT) |  |  | B - Genessee | Solar PV | 1994.85 | 0 | 0 | 0 | 0 | 0 | 0 | 0 | 0 | 0 | 0 | 0 | Sunedison | 1 | 2015-06-16 | 2018-06-16
266 | 266 | 265 | Onondaga County - Oak Orchard Lagoons |  | Onondaga County - Oak Orchard Lagoons | Onondaga County - Oak Orchard Lagoons |  |  | C - Central | Solar PV | 355.63 | 0 | 0 | 0 | 0 | 0 | 0 | 0 | 0 | 0 | 0 | 0 | SolarCity (now Tesla) | 1 | 2015-07-02
267 | 267 | 267 | Diamond-Broadway-0051 |  | Diamond-Broadway-0051 | Diamond-Broadway-0051 |  |  | I - Dunwoodie | Solar PV | 129.285 | 0 | 0 | 0 | 0 | 0 | 0 | 0 | 0 | 0 | 0 | 0 | Safari Energy, LLC | 1 | 2015-07-21
268 | 268 | 268 | The Strand Condominium |  | The Strand | The Strand |  |  | J - New York City | CHP | 100 | 700 | 0 | 0 | 0 | 0 | 0 | 0 | 0 | 0 | 0 | 0 | DSM Engineering Associates | 1 | 2015-08-18 | 2023-03-31 |  |  |  |  | TRUE | TRUE | FALSE | TRUE | FALSE | Manual | FALSE
269 | 269 | 269 | Ithaca WWTP |  | Ithaca Area Wastewater Treatment Facility | Ithaca Area Wastewater Treatment Facility |  |  | C - Central | ADG | 260 | 1000 | 0 | 0 | 0 | 0 | 0 | 0 | 0 | 0 | 0 | 0 | Johnson Controls Inc. | 4 | 2015-06-02 | [5 empty] | FALSE | TRUE | FALSE | TRUE | FALSE
270 | 270 | 270 | Extra Space Storage Central Valley |  | Extra Space Storage Central Valley | Extra Space Storage Central Valley |  |  | G - Hudson Valley | Solar PV | 530.92 | 0 | 0 | 0 | 0 | 0 | 0 | 0 | 0 | 0 | 0 | 0 | Safari Energy, LLC | 1 | 2015-09-09 | 2022-03-01
271 | 271 | 271 | Presidents Container Group Solar Project |  | Presidents Container Group Solar Project | Presidents Container Group Solar Project |  |  | G - Hudson Valley | Solar PV | 2092 | 0 | 0 | 0 | 0 | 0 | 0 | 0 | 0 | 0 | 0 | 0 | GE Solar | 1 | 2015-09-12
272 | 272 | 272 | One Lincoln Plaza |  | One Lincoln Plaza Condominium | One Lincoln Plaza Condominium |  |  | J - New York City | CHP | 225 | 1569 | 0 | 0 | 0 | 0 | 0 | 0 | 0 | 0 | 0 | 0 | Aegis Energy Services, Inc. | 3 | 2015-10-01 | 2023-03-31 |  |  | TRUE |  | TRUE | TRUE | FALSE | TRUE | FALSE | Manual | FALSE
273 | 273 | 274 | Zwilling J A Henckels |  | Zwilling J A Henckels | Zwilling J A Henckels |  |  | I - Dunwoodie | Solar PV | 848.64 | 0 | 0 | 0 | 0 | 0 | 0 | 0 | 0 | 0 | 0 | 0 | EnterSolar, LLC | 1 | 2015-10-01
274 | 274 | 275 | 2 Tudor City Place |  | 2 Tudor City | 2 Tudor City |  |  | J - New York City | CHP | 150 | 980 | 0 | 0 | 0 | 0 | 0 | 0 | 0 | 0 | 0 | 0 | Aegis Energy Services, Inc. | 2 | 2015-07-04 | 2023-03-31 |  |  | FALSE |  | TRUE | TRUE | FALSE | FALSE | FALSE |  | FALSE
275 | 275 | 266 | Madison House |  | Madison House | Madison House |  |  | I - Dunwoodie | CHP | 75 | 523 | 0 | 0 | 0 | 0 | 0 | 0 | 0 | 0 | 0 | 0 | Aegis Energy Services, Inc. | 1 | 2015-10-15 | 2020-02-26 |  |  | FALSE |  | TRUE | TRUE | FALSE | FALSE | FALSE | Manual | FALSE
276 | 276 | 279 | Harbec Plastics |  | Harbec Plastics - New Plant | Harbec Plastics - New Plant |  |  | C - Central | CHP | 520 | 3040 | 0 | 0 | 0 | 0 | 0 | 0 | 0 | 0 | 0 | 0 | GEM Energy | 8 | 2015-10-26 | 2022-08-08 |  |  |  |  | FALSE | TRUE | TRUE | FALSE | FALSE |  | FALSE
277 | 277 | 281 | Liberty Distributors |  | Liberty Distributors | Liberty Distributors |  |  | J - New York City | Solar PV | 485.1 | 0 | 0 | 0 | 0 | 0 | 0 | 0 | 0 | 0 | 0 | 0 | OnForce Solar, Inc. | 1 | 2015-11-17 | 2024-01-08
278 | 278 | 282 | Lake Beverage Corp |  | Lake Beverage Corp | Lake Beverage Corp |  |  | B - Genessee | Solar PV | 444.6 | 0 | 0 | 0 | 0 | 0 | 0 | 0 | 0 | 0 | 0 | 0 | Rochester Solar Technologies | 1 | 2015-11-23 | 2022-04-25
279 | 279 | 276 | Intrepid Sea, Air & Space Museum |  | The Intrepid | The Intrepid |  |  | J - New York City | CHP | 300 | 2100 | 0 | 0 | 0 | 0 | 0 | 0 | 0 | 0 | 0 | 0 | DSM Engineering Associates | 3 | 2017-03-01 | 2023-03-31 |  |  |  |  | FALSE | TRUE | TRUE | FALSE | FALSE | Manual | FALSE
280 | 280 | 283 | Noblehurst Farms |  | Noblehurst Farms, Inc. | Noblehurst Farms, Inc. |  |  | A - West | ADG | 520 | 0 | 0 | 0 | 0 | 0 | 0 | 0 | 0 | 0 | 0 | 0 | EnviTec Biogas USA | 2 | 2015-09-01 | [5 empty] | FALSE | TRUE | FALSE | TRUE | FALSE | Automatic | TRUE
281 | 281 | 277 | Georgetown Plaza |  | Georgetown Plaza | Georgetown Plaza |  |  | J - New York City | CHP | 200 | 1400 | 0 | 0 | 0 | 0 | 0 | 0 | 0 | 0 | 0 | 0 | DSM Engineering Associates | 2 | 2015-11-01 | 2023-03-31 |  |  |  |  | TRUE | TRUE | TRUE | FALSE | TRUE | Manual | FALSE
282 | 282 | 285 | Gateway One Building |  | Gateway One Building | Gateway One Building |  |  | I - Dunwoodie | CHP | 2055 | 0 | 0 | 0 | 0 | 0 | 0 | 0 | 0 | 0 | 0 | 0 | GI Energy (formerly Endurant Energy) | 1 | 2015-10-01 | 2020-03-31 |  |  |  |  | FALSE | TRUE | TRUE | FALSE | FALSE |  | FALSE
283 | 283 | 286 | LTF Westchester Solar |  | LTF Westchester Solar | LTF Westchester Solar |  |  | I - Dunwoodie | Solar PV | 650.87 | 0 | 0 | 0 | 0 | 0 | 0 | 0 | 0 | 0 | 0 | 0 | Nexamp | 1 | 2015-11-17
284 | 284 | 287 | Pepsi Cola Newburgh Bottling Inc |  | Pepsi Cola Newburgh Bottling Inc | Pepsi Cola Newburgh Bottling Inc |  |  | G - Hudson Valley | Solar PV | 406.13 | 0 | 0 | 0 | 0 | 0 | 0 | 0 | 0 | 0 | 0 | 0 | 64 Solar LLC | 1 | 2015-12-10 | 2020-12-08
285 | 285 | 289 | Bloomberg LP - JFK |  | Bloomberg LP - JFK | Bloomberg LP - JFK |  |  | J - New York City | Solar PV | 728.7 | 0 | 0 | 0 | 0 | 0 | 0 | 0 | 0 | 0 | 0 | 0 | EnterSolar, LLC | 1 | 2015-12-29 | 2023-03-31 | Bloomberg - JFK Airport Park Solar Project
286 | 286 | 290 | Bloomberg LP - Idlewild |  | Bloomberg LP - Idlewild | Bloomberg LP - Idlewild |  |  | J - New York City | Solar PV | 785.4 | 0 | 0 | 0 | 0 | 0 | 0 | 0 | 0 | 0 | 0 | 0 | EnterSolar, LLC | 1 | 2015-12-29 | 2023-03-31 | Bloomberg - JFK Airport Park Solar Project
287 | 287 | 288 | Target Clifton Park |  | Target Clifton Park | Target Clifton Park |  |  | F - Capital | Solar PV | 435.5 | 0 | 0 | 0 | 0 | 0 | 0 | 0 | 0 | 0 | 0 | 0 | Greenskies Renewable Energy LLC | 1 | 2015-11-17
288 | 288 | 291 | Upstate Door, Inc |  | Upstate Door, Inc | Upstate Door, Inc |  |  | A - West | Solar PV | 400.77 | 0 | 0 | 0 | 0 | 0 | 0 | 0 | 0 | 0 | 0 | 0 | GreenSpark Solar (Formerly Sustainable Energy Developments Inc.) | 1 | 2015-12-30
289 | 289 | 292 | Pratt Industries |  | Pratt Industries | Pratt Industries |  |  | J - New York City | Solar PV | 1405.3 | 0 | 0 | 0 | 0 | 0 | 0 | 0 | 0 | 0 | 0 | 0 | EnterSolar, LLC | 1 | 2015-12-09 | 2020-12-09
290 | 290 | 293 | Woodcrest |  | Woodcrest | Woodcrest |  |  | E - Mohawk Valley | ADG | 450 | 0 | 0 | 0 | 0 | 0 | 0 | 0 | 0 | 0 | 0 | 0 | RCM Digesters | 1 | 2016-01-20 | [5 empty] | FALSE | FALSE | FALSE | TRUE | FALSE | Automatic | TRUE
291 | 291 | 294 | Regeneron Pharmaceuticals, Inc |  | Regeneron Pharmaceuticals, Inc | Regeneron Pharmaceuticals, Inc |  |  | I - Dunwoodie | Solar PV | 544.635 | 0 | 0 | 0 | 0 | 0 | 0 | 0 | 0 | 0 | 0 | 0 | EnterSolar, LLC | 1 | 2015-12-09 | 2020-07-20
292 | 292 | 296 | Diamond Nyack |  | Diamond Nyack | Diamond Nyack |  |  | G - Hudson Valley | Solar PV | 2497.36 | 0 | 0 | 0 | 0 | 0 | 0 | 0 | 0 | 0 | 0 | 0 | Safari Energy, LLC | 1 | 2016-01-19 | 2022-10-05
293 | 293 | 297 | Target Schenectady |  | Target Schenectady | Target Schenectady |  |  | F - Capital | Solar PV | 471.835 | 0 | 0 | 0 | 0 | 0 | 0 | 0 | 0 | 0 | 0 | 0 | Greenskies Renewable Energy LLC | 1 | 2015-11-21
294 | 294 | 298 | Center Line Studios |  | Center Line Studios | Center Line Studios |  |  | G - Hudson Valley | Solar PV | 300.12 | 0 | 0 | 0 | 0 | 0 | 0 | 0 | 0 | 0 | 0 | 0 | EnterSolar, LLC | 1 | 2016-02-04 | 2021-04-30
295 | 295 | 299 | HHCSD - Frank G. Lindsey Elementary School |  | HHCSD - Frank G. Lindsey Elementary School | HHCSD - Frank G. Lindsey Elementary School |  |  | H - Millwood | Solar PV | 166.32 | 0 | 0 | 0 | 0 | 0 | 0 | 0 | 0 | 0 | 0 | 0 | Sunedison | 1 | 2016-02-04 | 2019-09-06
296 | 296 | 300 | HHCSD - Blue Mountain Middle School |  | HHCSD - Blue Mountain Middle School | HHCSD - Blue Mountain Middle School |  |  | H - Millwood | Solar PV | 148.5 | 0 | 0 | 0 | 0 | 0 | 0 | 0 | 0 | 0 | 0 | 0 | Sunedison | 1 | 2016-02-04 | 2019-09-06
297 | 297 | 301 | Oneida County Public Safety Complex |  | Oneida County Corrections Facility | Oneida County Corrections Facility |  |  | E - Mohawk Valley | CHP | 75 | 523 | 0 | 0 | 0 | 0 | 0 | 0 | 0 | 0 | 0 | 0 | Aegis Energy Services, Inc. | 1 | 2016-02-23 | 2023-03-31 |  |  | FALSE |  | TRUE | TRUE | FALSE | FALSE | FALSE |  | FALSE
298 | 298 | 302 | Wegmans - 1885 Chili Avenue |  | Wegmans - 1885 Chili Avenue | Wegmans - 1885 Chili Avenue |  |  | B - Genessee | Solar PV | 260.19 | 0 | 0 | 0 | 0 | 0 | 0 | 0 | 0 | 0 | 0 | 0 | Solar Liberty | 1 | 2016-02-01 | 2019-11-08
299 | 299 | 303 | Wegmans - 300 Market Street |  | Wegmans - 300 Market Street | Wegmans - 300 Market Street |  |  | B - Genessee | Solar PV | 421.8 | 0 | 0 | 0 | 0 | 0 | 0 | 0 | 0 | 0 | 0 | 0 | Solar Liberty | 1 | 2016-02-09 | 2019-11-08
300 | 300 | 304 | Shore View Nursing & Rehabilitation Center |  | Shore View Nursing & Rehabilitation Center | Shoreview Nursing & Rehabilitation Center |  |  | J - New York City | CHP | 100 | 700 | 0 | 0 | 0 | 0 | 0 | 0 | 0 | 0 | 0 | 0 | All Systems Cogeneration | 1 | 2016-02-08 | 2020-09-14 |  |  | TRUE |  | TRUE | FALSE | FALSE | FALSE | FALSE |  | FALSE
301 | 301 | 306 | HHCSD - Furnace Woods Elementary School |  | HHCSD - Furnace Woods Elementary School | HHCSD - Furnace Woods Elementary School |  |  | H - Millwood | Solar PV | 196.02 | 0 | 0 | 0 | 0 | 0 | 0 | 0 | 0 | 0 | 0 | 0 | Sunedison | 1 | 2016-02-26 | 2019-08-28
302 | 302 | 307 | AVA High Line |  | AVA High Line | AVA High Line |  |  | J - New York City | CHP | 320 | 1656 | 0 | 0 | 0 | 0 | 0 | 0 | 0 | 0 | 0 | 0 | IntelliGen Power Systems | 2 | 2016-02-20 | 2023-03-31 |  |  | TRUE |  | FALSE | TRUE | FALSE | FALSE | FALSE | Manual | FALSE
303 | 303 | 308 | The Lara |  | 113 Nassau St | 113 Nassau St |  |  | J - New York City | CHP | 150 | 1046 | 0 | 0 | 0 | 0 | 0 | 0 | 0 | 0 | 0 | 0 | Aegis Energy Services, Inc. | 2 | 2016-03-01 | 2023-03-31 |  |  | FALSE |  | TRUE | TRUE | FALSE | FALSE | FALSE |  | FALSE
304 | 304 | 309 | Cornell University New York State Agricultural Experiment Station (NYSAES) |  | Sutton Road Solar Farm | Sutton Road Solar Farm |  |  | C - Central | Solar PV | 2827.2 | 0 | 0 | 0 | 0 | 0 | 0 | 0 | 0 | 0 | 0 | 0 | Argos Solar, LLC | 1 | 2016-03-02 | 2022-04-26 | Cornell Geneva Solar Farm
305 | 305 | 310 | City of Schenectady City Reservoir |  | City of Schenectady City Reservoir | City of Schenectady City Reservoir |  |  | F - Capital | Solar PV | 711.815 | 0 | 0 | 0 | 0 | 0 | 0 | 0 | 0 | 0 | 0 | 0 | SolarCity (now Tesla) | 1 | 2016-01-28 | 2019-08-02
306 | 306 | 226 | Millennium Broadway |  | Millennium Broadway | Millennium Broadway |  |  | J - New York City | CHP | 750 | 3746.4 | 0 | 0 | 0 | 0 | 0 | 0 | 0 | 0 | 0 | 0 | SDP/Greenwood Energy | 3 | 2016-02-01 | 2020-02-29 |  |  |  |  | TRUE | TRUE | TRUE | FALSE | FALSE |  | FALSE
307 | 307 | 311 | Montrose FDR Veterans Administration |  | Montrose FDR Veterans Administration | Montrose FDR Veterans Administration |  |  | H - Millwood | Solar PV | 493 | 0 | 0 | 0 | 0 | 0 | 0 | 0 | 0 | 0 | 0 | 0 | Draker | 1 | 2016-02-01 | 2021-06-16
308 | 308 | 312 | Gallagher Bus Service Corp |  | Gallagher Bus Service Corp | Gallagher Bus Service Corp |  |  | G - Hudson Valley | Solar PV | 253.26 | 0 | 0 | 0 | 0 | 0 | 0 | 0 | 0 | 0 | 0 | 0 | Paradise Energy Solutions | 1 | 2016-04-01 | 2020-01-16
309 | 309 | 313 | Lincoln Towers Apartments V |  | 205 West End Ave (West) | 205 West End Ave (West) |  |  | J - New York City | CHP | 100 | 700 | 0 | 0 | 0 | 0 | 0 | 0 | 0 | 0 | 0 | 0 | Tecogen, Inc. | 1 | 2016-04-01 | 2020-02-08 | 205 West End Ave (East); 205 West End Ave (West) |  | TRUE |  | TRUE | FALSE | FALSE | FALSE | FALSE | Manual | FALSE
310 | 310 | 314 | Dorado Apartments |  | Dorado Apartments | Dorado Apartments |  |  | I - Dunwoodie | CHP | 75 | 523 | 0 | 0 | 0 | 0 | 0 | 0 | 0 | 0 | 0 | 0 | Aegis Energy Services, Inc. | 1 | 2016-04-14 | 2023-03-31 |  |  | FALSE |  | TRUE | TRUE | FALSE | FALSE | FALSE | Manual | FALSE
311 | 311 | 315 | Johnson Brother Lumber - Madison County Landfill |  | Johnson Brother Lumber - Madison County Landfill | Johnson Brother Lumber - Madison County Landfill |  |  | C - Central | CHP | 1600 | 0 | 0 | 0 | 0 | 0 | 0 | 0 | 0 | 0 | 0 | 0 | Gerster Energy Services | 1 | 2016-03-30 | 2018-09-21 | [10 empty] | FALSE
312 | 312 | 317 | Hayden on the Hudson |  | Hayden on the Hudson | Hayden on the Hudson |  |  | J - New York City | CHP | 100 | 642 | 0 | 0 | 0 | 0 | 0 | 0 | 0 | 0 | 0 | 0 | Aegis Energy Services, Inc. | 1 | 2016-04-06 | 2021-02-01 |  |  | FALSE |  | TRUE | TRUE | FALSE | TRUE | FALSE |  | FALSE
313 | 313 | 318 | Target Rensselaer |  | Target Rensselaer | Target Rensselaer |  |  | F - Capital | Solar PV | 442.68 | 0 | 0 | 0 | 0 | 0 | 0 | 0 | 0 | 0 | 0 | 0 | Greenskies Renewable Energy LLC | 1 | 2016-04-13
314 | 314 | 319 | Target Queensbury |  | Target Queensbury | Target Queensbury |  |  | F - Capital | Solar PV | 442.68 | 0 | 0 | 0 | 0 | 0 | 0 | 0 | 0 | 0 | 0 | 0 | Greenskies Renewable Energy LLC | 1 | 2016-04-13
315 | 315 | 320 | Target Liverpool |  | Target Liverpool | Target Liverpool |  |  | C - Central | Solar PV | 442.68 | 0 | 0 | 0 | 0 | 0 | 0 | 0 | 0 | 0 | 0 | 0 | Greenskies Renewable Energy LLC | 1 | 2016-04-13
316 | 316 | 321 | Target Depew |  | Target Depew | Target Depew |  |  | A - West | Solar PV | 442.68 | 0 | 0 | 0 | 0 | 0 | 0 | 0 | 0 | 0 | 0 | 0 | Greenskies Renewable Energy LLC | 1 | 2016-04-13 | 2023-07-12
317 | 317 | 322 | Target Colonie |  | Target Colonie | Target Colonie |  |  | F - Capital | Solar PV | 405.8 | 0 | 0 | 0 | 0 | 0 | 0 | 0 | 0 | 0 | 0 | 0 | Greenskies Renewable Energy LLC | 1 | 2016-04-13
318 | 318 | 323 | Target Vestal |  | Target Vestal | Target Vestal |  |  | C - Central | Solar PV | 449.82 | 0 | 0 | 0 | 0 | 0 | 0 | 0 | 0 | 0 | 0 | 0 | Greenskies Renewable Energy LLC | 1 | 2016-04-13
319 | 319 | 324 | SUNY Polytechnic Institute CNSE |  | SUNY Polytechnic Institute CNSE | SUNY Polytechnic Institute CNSE |  |  | F - Capital | Fuel Cell | 100 | 0 | 0 | 0 | 0 | 0 | 0 | 0 | 0 | 0 | 0 | 0 | ASI Energy | 1 | 2016-03-22 | 2020-01-27 |  |  |  |  | FALSE | FALSE | FALSE | FALSE | FALSE |  | FALSE
320 | 320 | 325 | West 96th |  | West 96th | West 96th |  |  | J - New York City | CHP | 75 | 523 | 0 | 0 | 0 | 0 | 0 | 0 | 0 | 0 | 0 | 0 | Aegis Energy Services, Inc. | 1 | 2016-04-01 | 2023-03-31 |  |  | TRUE |  | TRUE | TRUE | FALSE | FALSE | FALSE | Manual | FALSE
321 | 321 | 326 | Town of Walworth Solar Farm |  | Town of Walworth Solar Farm | Town of Walworth Solar Farm |  |  | B - Genessee | Solar PV | 1562 | 0 | 0 | 0 | 0 | 0 | 0 | 0 | 0 | 0 | 0 | 0 | WGL Energy Systems | 1 | 2016-04-28 | 2022-06-15
322 | 322 | 327 | Hollingsworth and Vose |  | Hollingsworth and Vose | Hollingsworth and Vose |  |  | F - Capital | Solar PV | 2604.62 | 0 | 0 | 0 | 0 | 0 | 0 | 0 | 0 | 0 | 0 | 0 | Dynamic Energy Solutions, LLC | 1 | 2016-04-05
323 | 323 | 328 | Citylights at Queens Landing |  | Citylights #1 | City Lights #1 |  |  | J - New York City | CHP | 75 | 523 | 0 | 0 | 0 | 0 | 0 | 0 | 0 | 0 | 0 | 0 | Aegis Energy Services, Inc. | 1 | 2016-04-01 | 2023-03-31 | Downstairs |  | FALSE |  | TRUE | FALSE | FALSE | FALSE | FALSE | Manual | FALSE
325 | 325 | 330 | Wegmans - 745 Calkins Road |  | Wegmans - 745 Calkins Road | Wegmans - 745 Calkins Road |  |  | B - Genessee | Solar PV | 325 | 0 | 0 | 0 | 0 | 0 | 0 | 0 | 0 | 0 | 0 | 0 | Solar Liberty | 1 | 2016-02-24 | 2019-11-08
326 | 326 | 278 | Tower West |  | Tower West | Tower West |  |  | J - New York City | CHP | 200 | 1400 | 0 | 0 | 0 | 0 | 0 | 0 | 0 | 0 | 0 | 0 | DSM Engineering Associates | 2 | 2016-05-01 | 2020-09-01 |  |  |  |  | TRUE | FALSE | FALSE | FALSE | FALSE | Automatic | FALSE
327 | 327 | 331 | Gramercy House |  | Gramercy House | Gramercy House |  |  | J - New York City | CHP | 150 | 1046 | 0 | 0 | 0 | 0 | 0 | 0 | 0 | 0 | 0 | 0 | Aegis Energy Services, Inc. | 2 | 2016-05-01 | 2023-03-31 |  |  | TRUE |  | TRUE | FALSE | FALSE | FALSE | FALSE | Manual | FALSE
328 | 328 | 332 | QLIC |  | The Q | The Q |  |  | J - New York City | CHP | 150 | 1046 | 0 | 0 | 0 | 0 | 0 | 0 | 0 | 0 | 0 | 0 | Aegis Energy Services, Inc. | 2 | 2016-04-15 | 2021-06-08 |  |  | FALSE |  | FALSE | TRUE | FALSE | FALSE | FALSE | Manual | FALSE
329 | 329 | 333 | Onondaga County - Metro Water Board |  | Onondaga County - Metro Water Board | Onondaga County - Metro Water Board |  |  | C - Central | Solar PV | 1362.13 | 0 | 0 | 0 | 0 | 0 | 0 | 0 | 0 | 0 | 0 | 0 | SolarCity (now Tesla) | 1 | 2016-05-13 | 2019-08-25
330 | 330 | 334 | Wegmans - 500 South Meadow Street |  | Wegmans - 500 South Meadow Street | Wegmans - 500 South Meadow Street |  |  | C - Central | Solar PV | 623 | 0 | 0 | 0 | 0 | 0 | 0 | 0 | 0 | 0 | 0 | 0 | Solar Liberty | 1 | 2016-05-14 | 2019-11-08
331 | 331 | 336 | Walmart 4597 |  | Walmart 4597 | Walmart 4597 |  |  | A - West | Solar PV | 343.2 | 0 | 0 | 0 | 0 | 0 | 0 | 0 | 0 | 0 | 0 | 0 | SolarCity (now Tesla) | 1 | 2016-04-22 | 2019-09-06
332 | 332 | 337 | New York City School R069 |  | New York City School R069 | New York City School R069 |  |  | J - New York City | Solar PV | 203.13 | 0 | 0 | 0 | 0 | 0 | 0 | 0 | 0 | 0 | 0 | 0 | Solar Liberty | 1 | 2016-05-21 | 2019-10-17
333 | 333 | 338 | New York City School K505 |  | New York City School K505 | New York City School K505 |  |  | J - New York City | Solar PV | 362.3 | 0 | 0 | 0 | 0 | 0 | 0 | 0 | 0 | 0 | 0 | 0 | Solar Liberty | 1 | 2016-05-21 | 2022-04-25
338 | 338 | 343 | Staten Island Mall |  | Staten Island Mall - 2833 | Staten Island Mall - 2833 |  |  | J - New York City | Solar PV | 381.92 | 0 | 0 | 0 | 0 | 0 | 0 | 0 | 0 | 0 | 0 | 0 | Safari Energy, LLC | 1 | 2016-05-17 | 2019-05-31
339 | 339 | 344 | New York City School K455 |  | New York City School K455 | New York City School K455 |  |  | J - New York City | Solar PV | 505.08 | 0 | 0 | 0 | 0 | 0 | 0 | 0 | 0 | 0 | 0 | 0 | Solar Liberty | 1 | 2016-06-08 | 2022-04-25
340 | 340 | 345 | New York City School K224 |  | New York City School K224 | New York City School K224 |  |  | J - New York City | Solar PV | 98.82 | 0 | 0 | 0 | 0 | 0 | 0 | 0 | 0 | 0 | 0 | 0 | Solar Liberty | 1 | 2016-06-08 | 2020-03-31
341 | 341 | 347 | New York City School K278 |  | New York City School K278 | New York City School K278 |  |  | J - New York City | Solar PV | 120.78 | 0 | 0 | 0 | 0 | 0 | 0 | 0 | 0 | 0 | 0 | 0 | Solar Liberty | 1 | 2016-06-08 | 2022-04-25
342 | 342 | 348 | New York City School K302 |  | New York City School K302 | New York City School K302 |  |  | J - New York City | Solar PV | 137.25 | 0 | 0 | 0 | 0 | 0 | 0 | 0 | 0 | 0 | 0 | 0 | Solar Liberty | 1 | 2016-06-08 | 2021-01-28
343 | 343 | 349 | New York City School K324 |  | New York City School K324 | New York City School K324 |  |  | J - New York City | Solar PV | 120.8 | 0 | 0 | 0 | 0 | 0 | 0 | 0 | 0 | 0 | 0 | 0 | Solar Liberty | 1 | 2016-06-08 | 2022-04-25
344 | 344 | 350 | New York City School K380 |  | New York City School K380 | New York City School K380 |  |  | J - New York City | Solar PV | 104.31 | 0 | 0 | 0 | 0 | 0 | 0 | 0 | 0 | 0 | 0 | 0 | Solar Liberty | 1 | 2016-06-08 | 2022-04-25
345 | 345 | 351 | New York City School M070 |  | New York City School M070 | New York City School M070 |  |  | J - New York City | Solar PV | 159.21 | 0 | 0 | 0 | 0 | 0 | 0 | 0 | 0 | 0 | 0 | 0 | Solar Liberty | 1 | 2016-06-08 | 2022-04-25
346 | 346 | 352 | New York City School X425 |  | New York City School X425 | New York City School X425 |  |  | J - New York City | Solar PV | 131.76 | 0 | 0 | 0 | 0 | 0 | 0 | 0 | 0 | 0 | 0 | 0 | Solar Liberty | 1 | 2016-06-08 | 2020-01-16
348 | 348 | 355 | New York City School Q505 |  | New York City School Q505 | New York City School Q505 |  |  | J - New York City | Solar PV | 367.83 | 0 | 0 | 0 | 0 | 0 | 0 | 0 | 0 | 0 | 0 | 0 | Solar Liberty | 1 | 2016-06-08 | 2020-08-28
349 | 349 | 356 | New York City School R445 |  | New York City School R445 | New York City School R445 |  |  | J - New York City | Solar PV | 120.78 | 0 | 0 | 0 | 0 | 0 | 0 | 0 | 0 | 0 | 0 | 0 | Solar Liberty | 1 | 2016-06-13 | 2019-08-01
350 | 350 | 358 | New York City School R455 |  | New York City School R455 | New York City School R455 |  |  | J - New York City | Solar PV | 532.53 | 0 | 0 | 0 | 0 | 0 | 0 | 0 | 0 | 0 | 0 | 0 | Solar Liberty | 1 | 2016-06-08 | 2022-04-25
351 | 351 | 359 | New York City School X131 |  | New York City School X131 | New York City School X131 |  |  | J - New York City | Solar PV | 200.08 | 0 | 0 | 0 | 0 | 0 | 0 | 0 | 0 | 0 | 0 | 0 | Solar Liberty | 1 | 2016-06-08 | 2022-04-25
352 | 352 | 360 | New York City School X144 |  | New York City School X144 | New York City School X144 |  |  | J - New York City | Solar PV | 192.15 | 0 | 0 | 0 | 0 | 0 | 0 | 0 | 0 | 0 | 0 | 0 | Solar Liberty | 1 | 2016-06-08 | 2020-05-31
353 | 353 | 361 | New York City School X192 |  | New York City School X192 | New York City School X192 |  |  | J - New York City | Solar PV | 137.25 | 0 | 0 | 0 | 0 | 0 | 0 | 0 | 0 | 0 | 0 | 0 | Solar Liberty | 1 | 2016-06-08 | 2022-03-23
354 | 354 | 362 | Southport LLC |  | Southport LLC | Southport LLC |  |  | J - New York City | Solar PV | 234.93 | 0 | 0 | 0 | 0 | 0 | 0 | 0 | 0 | 0 | 0 | 0 | Moore Energy LLC | 1 | 2016-06-20 | 2020-09-22
355 | 355 | 363 | Walmart 4570 |  | Walmart 4570 | Walmart 4570 |  |  | G - Hudson Valley | Solar PV | 377.52 | 0 | 0 | 0 | 0 | 0 | 0 | 0 | 0 | 0 | 0 | 0 | SolarCity (now Tesla) | 1 | 2016-04-21 | 2020-03-31
356 | 356 | 364 | Walmart 4403 |  | Walmart 4403 | Walmart 4403 |  |  | F - Capital | Solar PV | 346.32 | 0 | 0 | 0 | 0 | 0 | 0 | 0 | 0 | 0 | 0 | 0 | SolarCity (now Tesla) | 1 | 2016-04-21 | 2020-03-31
357 | 357 | 365 | General Motors GM Component Holding, LLC |  | General Motors GM Component Holding, LLC | General Motors GM Component Holding, LLC |  |  | B - Genessee | Solar PV | 465.31 | 0 | 0 | 0 | 0 | 0 | 0 | 0 | 0 | 0 | 0 | 0 | GreenSpark Solar (Formerly Sustainable Energy Developments Inc.) | 1 | 2016-06-18
358 | 358 | 366 | Stewart's Shops Corporation - Halfmoon |  | Stewart's Shops Corporation - Halfmoon 2 | Stewart's Shops Corporation - Halfmoon 2 |  |  | F - Capital | Solar PV | 852.15 | 0 | 0 | 0 | 0 | 0 | 0 | 0 | 0 | 0 | 0 | 0 | EnterSolar, LLC | 1 | 2016-05-06
359 | 359 | 367 | Binghamton City School District |  | Binghamton City School District | MacArthur Elementary School |  |  | C - Central | Solar PV | 372.1 | 0 | 0 | 0 | 0 | 0 | 0 | 0 | 0 | 0 | 0 | 0 | GreenSpark Solar (Formerly Sustainable Energy Developments Inc.) | 1 | 2016-07-11
360 | 360 | 369 | Monroe Cable Company |  | Monroe Cable Company | Monroe Cable Company |  |  | G - Hudson Valley | Solar PV | 989.725 | 0 | 0 | 0 | 0 | 0 | 0 | 0 | 0 | 0 | 0 | 0 | OnForce Solar, Inc. | 1 | 2016-07-12 | 2022-08-14
361 | 361 | 370 | Avon School District |  | Avon School District | Avon School District |  |  | A - West | Solar PV | 1510 | 0 | 0 | 0 | 0 | 0 | 0 | 0 | 0 | 0 | 0 | 0 | WGL Energy Systems | 1 | 2016-07-26 | 2020-04-30
362 | 362 | 371 | HHCSD - Buchanan Elementary School |  | HHCSD - Buchanan Elementary School | HHCSD - Buchanan Elementary School |  |  | H - Millwood | Solar PV | 184.14 | 0 | 0 | 0 | 0 | 0 | 0 | 0 | 0 | 0 | 0 | 0 | Sunedison | 1 | 2016-07-28 | 2019-09-06
363 | 363 | 372 | HHCSD - Hendrick Hudson High School |  | HHCSD - Hendrick Hudson High School | HHCSD - Hendrick Hudson High School |  |  | H - Millwood | Solar PV | 106.92 | 0 | 0 | 0 | 0 | 0 | 0 | 0 | 0 | 0 | 0 | 0 | Sunedison | 1 | 2016-07-28 | 2019-09-06
364 | 364 | 373 | Photonics Industries, Inc. |  | Photonics Industries, Inc. | Photonics Industries, Inc. |  |  | K - Long Island | Solar PV | 345.96 | 0 | 0 | 0 | 0 | 0 | 0 | 0 | 0 | 0 | 0 | 0 | SolarCity (now Tesla) | 1 | 2016-08-02 | 2019-04-09
365 | 365 | 374 | Hotel Belleclaire |  | Hotel Belleclaire | Hotel Belleclaire |  |  | J - New York City | CHP | 100 | 700 | 0 | 0 | 0 | 0 | 0 | 0 | 0 | 0 | 0 | 0 | Tecogen, Inc. | 1 | 2016-08-01 | 2023-03-31 |  |  | TRUE |  | TRUE | FALSE | FALSE | FALSE | FALSE | Manual | FALSE
367 | 367 | 376 | Tannery Road Solar |  | Tannery Road Solar | Tannery Road Solar |  |  | E - Mohawk Valley | Solar PV | 2800.98 | 0 | 0 | 0 | 0 | 0 | 0 | 0 | 0 | 0 | 0 | 0 | Kenyon Energy, LLC | 1 | 2016-08-04 | 2024-02-18
368 | 368 | 377 | Target Monroe |  | Target Monroe | Target Monroe |  |  | G - Hudson Valley | Solar PV | 456.96 | 0 | 0 | 0 | 0 | 0 | 0 | 0 | 0 | 0 | 0 | 0 | Greenskies Renewable Energy LLC | 1 | 2016-07-14 | 2023-03-31
369 | 369 | 379 | Target Newburgh |  | Target Newburgh | Target Newburgh |  |  | G - Hudson Valley | Solar PV | 412.35 | 0 | 0 | 0 | 0 | 0 | 0 | 0 | 0 | 0 | 0 | 0 | Greenskies Renewable Energy LLC | 1 | 2016-07-14
370 | 370 | 557 | SUNY ESF |  | SUNY ESF - Microturbine | SUNY ESF - Microturbine |  |  | C - Central | CHP | 195 | 1683 | 0 | 0 | 0 | 0 | 0 | 0 | 0 | 0 | 0 | 0 | Capstone Turbine Corporation | 3 | 2016-07-22 | 2023-03-31 |  |  |  |  | FALSE | TRUE | FALSE | FALSE | FALSE |  | FALSE
371 | 371 | 381 | The Beresford |  | Beresford Apartments | Beresford Apartments |  |  | J - New York City | CHP | 75 | 523 | 0 | 0 | 0 | 0 | 0 | 0 | 0 | 0 | 0 | 0 | Aegis Energy Services, Inc. | 1 | 2016-08-19 | 2023-03-31 |  |  | TRUE |  | TRUE | TRUE | FALSE | FALSE | FALSE |  | FALSE
372 | 372 | 382 | The St Tropez |  | St. Tropez Condominium | St. Tropez Condominium |  |  | J - New York City | CHP | 200 | 1400 | 0 | 0 | 0 | 0 | 0 | 0 | 0 | 0 | 0 | 0 | Tecogen, Inc. | 2 | 2016-07-19 | 2021-07-13 |  |  | TRUE |  | FALSE | TRUE | TRUE | FALSE | FALSE |  | FALSE
373 | 373 | 383 | Oneida West |  | Oneida West | Oneida West |  |  | E - Mohawk Valley | Solar PV | 2593.35 | 0 | 0 | 0 | 0 | 0 | 0 | 0 | 0 | 0 | 0 | 0 | NextEra Energy | 1 | 2016-01-14
374 | 374 | 384 | Bethlehem East |  | Bethlehem East | Bethlehem East |  |  | F - Capital | Solar PV | 2445 | 0 | 0 | 0 | 0 | 0 | 0 | 0 | 0 | 0 | 0 | 0 | Bethlehem DG Solar LLC | 1 | 2016-06-23
375 | 375 | 385 | Jacksonville Road Solar |  | Solar Farm 3 - 67628 | Solar Farm 3 - 67628 |  |  | C - Central | Solar PV | 359.1 | 0 | 0 | 0 | 0 | 0 | 0 | 0 | 0 | 0 | 0 | 0 | Renovus Solar | 1 | 2016-09-16
376 | 376 | 386 | Bethlehem West |  | Bethlehem West | Bethlehem West |  |  | F - Capital | Solar PV | 1308 | 0 | 0 | 0 | 0 | 0 | 0 | 0 | 0 | 0 | 0 | 0 | Bethlehem DG Solar LLC | 1 | 2016-03-25
377 | 377 | 387 | New York City School R075 |  | New York City School R075 | New York City School R075 |  |  | J - New York City | Solar PV | 129.68 | 0 | 0 | 0 | 0 | 0 | 0 | 0 | 0 | 0 | 0 | 0 | Standard Solar | 1 | 2016-09-07 | 2023-05-10
378 | 378 | 389 | Gore Mountain Solar 2, LLC |  | NYS Olympic Redevelopment Authority - 793 Peaceful Valley Road | NYS Olympic Redevelopment Authority - 793 Peaceful Valley Road |  |  | F - Capital | Solar PV | 2804 | 0 | 0 | 0 | 0 | 0 | 0 | 0 | 0 | 0 | 0 | 0 | Syncarpha | 1 | 2016-09-10 | 2022-02-24 | Gore Mountain Solar 2, LLC
379 | 379 | 390 | HGS Solar 1, LLC |  | NYS Olympic Redevelopment Authority 2 - 793 Peaceful Valley Road | NYS Olympic Redevelopment Authority 2 - 793 Peaceful Valley Road |  |  | F - Capital | Solar PV | 2525 | 0 | 0 | 0 | 0 | 0 | 0 | 0 | 0 | 0 | 0 | 0 | Syncarpha | 1 | 2016-09-17 | 2023-09-30 | HGS Solar 1, LLC
380 | 380 | 391 | Aspden Assets, Inc. |  | Aspden Assets, Inc. | Aspden Assets, Inc. |  |  | J - New York City | Solar PV | 394.8 | 0 | 0 | 0 | 0 | 0 | 0 | 0 | 0 | 0 | 0 | 0 | Standard Solar | 1 | 2016-09-28 | 2020-09-21
381 | 381 | 392 | New York City School K515 |  | New York City School K515 | New York City School K515 |  |  | J - New York City | Solar PV | 590.2 | 0 | 0 | 0 | 0 | 0 | 0 | 0 | 0 | 0 | 0 | 0 | Standard Solar | 1 | 2016-09-27 | 2023-05-10
382 | 382 | 393 | New York City School Q072 |  | New York City School Q072 | New York City School Q072 |  |  | J - New York City | Solar PV | 248.85 | 0 | 0 | 0 | 0 | 0 | 0 | 0 | 0 | 0 | 0 | 0 | Standard Solar | 1 | 2016-09-27 | 2023-05-10
383 | 383 | 394 | New York City School Q226 |  | New York City School Q226 | New York City School Q226 |  |  | J - New York City | Solar PV | 135.85 | 0 | 0 | 0 | 0 | 0 | 0 | 0 | 0 | 0 | 0 | 0 | Standard Solar | 1 | 2016-09-27 | 2020-02-29
384 | 384 | 395 | New York City School Q237 |  | New York City School Q237 | New York City School Q237 |  |  | J - New York City | Solar PV | 247 | 0 | 0 | 0 | 0 | 0 | 0 | 0 | 0 | 0 | 0 | 0 | Standard Solar | 1 | 2016-09-27 | 2023-05-10
385 | 385 | 396 | New York City School X184 |  | New York City School X184 | New York City School X184 |  |  | J - New York City | Solar PV | 248.85 | 0 | 0 | 0 | 0 | 0 | 0 | 0 | 0 | 0 | 0 | 0 | Standard Solar | 1 | 2016-09-27 | 2023-05-10
386 | 386 | 397 | New York City School Q445 |  | New York City School Q445 | New York City School Q445 |  |  | J - New York City | Solar PV | 199.88 | 0 | 0 | 0 | 0 | 0 | 0 | 0 | 0 | 0 | 0 | 0 | Standard Solar | 1 | 2016-10-06 | 2023-05-10
387 | 387 | 398 | Adelphi University |  | Adelphi University | Adelphi University |  |  | K - Long Island | CHP | 1979 | 0 | 0 | 0 | 0 | 0 | 0 | 0 | 0 | 0 | 0 | 0 | Ecosystem | 1 | 2016-09-10 | 2023-03-31 |  |  |  |  | FALSE | TRUE | FALSE | FALSE | FALSE |  | FALSE
388 | 388 | 399 | Target Victor |  | Target Victor | Target Victor |  |  | B - Genessee | Solar PV | 418.88 | 0 | 0 | 0 | 0 | 0 | 0 | 0 | 0 | 0 | 0 | 0 | Greenskies Renewable Energy LLC | 1 | 2016-08-05
389 | 389 | 401 | Brooklyn Navy Yard - Building 293 |  | Brooklyn Navy Yard - Building 293 | Brooklyn Navy Yard - Building 293 |  |  | J - New York City | Solar PV | 992.88 | 0 | 0 | 0 | 0 | 0 | 0 | 0 | 0 | 0 | 0 | 0 | Solar Energy Systems, LLC | 1 | 2016-05-20
390 | 390 | 402 | Union College |  | Union College | Union College |  |  | F - Capital | CHP | 1804 | 0 | 0 | 0 | 0 | 0 | 0 | 0 | 0 | 0 | 0 | 0 | Cogen Power Technologies | 2 | 2016-08-01 | 2023-03-31 |  |  |  |  | FALSE | TRUE | TRUE | FALSE | FALSE | Manual | FALSE
391 | 391 | 403 | The Westmont |  | The Westmont | The Westmont |  |  | J - New York City | CHP | 75 | 523 | 0 | 0 | 0 | 0 | 0 | 0 | 0 | 0 | 0 | 0 | Aegis Energy Services, Inc. | 1 | 2016-10-20 | 2023-03-31 |  |  | TRUE |  | TRUE | TRUE | FALSE | FALSE | FALSE |  | FALSE
392 | 392 | 404 | Oakwood Friends School |  | Oakwood Friends School | Oakwood Friends School |  |  | G - Hudson Valley | Solar PV | 591.5 | 0 | 0 | 0 | 0 | 0 | 0 | 0 | 0 | 0 | 0 | 0 | SolarCity (now Tesla) | 1 | 2016-10-26 | 2020-10-30
393 | 393 | 405 | Parc East Tower |  | Parc East | Parc East |  |  | J - New York City | CHP | 75 | 523 | 0 | 0 | 0 | 0 | 0 | 0 | 0 | 0 | 0 | 0 | Aegis Energy Services, Inc. | 1 | 2016-11-04 | 2023-03-31 |  |  | TRUE |  | TRUE | TRUE | FALSE | FALSE | FALSE | Manual | FALSE
394 | 394 | 406 | Walmart 1831 |  | Walmart 1831 | Walmart 1831 |  |  | C - Central | Solar PV | 265.2 | 0 | 0 | 0 | 0 | 0 | 0 | 0 | 0 | 0 | 0 | 0 | SolarCity (now Tesla) | 1 | 2016-10-26 | 2020-03-31
395 | 395 | 407 | Lamphear Road - Rome Steel Solar |  | Lamphear Road - Rome Steel Solar | Lamphear Road - Rome Steel Solar |  |  | E - Mohawk Valley | Solar PV | 2801.16 | 0 | 0 | 0 | 0 | 0 | 0 | 0 | 0 | 0 | 0 | 0 | Onyx Renewables Partners | 1 | 2016-10-24
396 | 396 | 408 | ESNY-205 Solar Field |  | ESNY-205 Solar Field | ESNY-205 Solar Field |  |  | F - Capital | Solar PV | 581.4 | 0 | 0 | 0 | 0 | 0 | 0 | 0 | 0 | 0 | 0 | 0 | EnterSolar, LLC | 1 | 2016-10-31
397 | 397 | 409 | Town of Wallkill Landfill Project |  | Town of Wallkill Landfill Project | Town of Wallkill Landfill Project |  |  | G - Hudson Valley | Solar PV | 2423.52 | 0 | 0 | 0 | 0 | 0 | 0 | 0 | 0 | 0 | 0 | 0 | GE Solar | 1 | 2016-11-19
398 | 398 | 410 | Great Neck Saw |  | Great Neck Saw | Great Neck Saw |  |  | K - Long Island | Solar PV | 225.4 | 0 | 0 | 0 | 0 | 0 | 0 | 0 | 0 | 0 | 0 | 0 | EnterSolar, LLC | 1 | 2016-11-11 | 2022-10-18
399 | 399 | 411 | Hobart William Smith Colleges - State Route 14N |  | Hobart William Smith Colleges - State Route 14N | Hobart William Smith Colleges - State Route 14N |  |  | B - Genessee | Solar PV | 2507.67 | 0 | 0 | 0 | 0 | 0 | 0 | 0 | 0 | 0 | 0 | 0 | Dynamic Energy Solutions, LLC | 1 | 2016-11-10
400 | 400 | 412 | The Petersfield |  | The Petersfield | The Petersfield |  |  | J - New York City | CHP | 75 | 523 | 0 | 0 | 0 | 0 | 0 | 0 | 0 | 0 | 0 | 0 | Aegis Energy Services, Inc. | 1 | 2016-12-03 | 2023-03-31 |  |  | TRUE |  | TRUE | FALSE | FALSE | FALSE | FALSE |  | FALSE
401 | 401 | 413 | Indian River CSD - Intermediate School |  | Indian River CSD - Intermediate School | Indian River CSD - Intermediate School |  |  | E - Mohawk Valley | Solar PV | 665.28 | 0 | 0 | 0 | 0 | 0 | 0 | 0 | 0 | 0 | 0 | 0 | S&L Electric, Inc. | 1 | 2016-11-19 | 2022-12-23
402 | 402 | 414 | Target Fayetteville |  | Target Fayetteville | Target Fayetteville |  |  | C - Central | Solar PV | 456.96 | 0 | 0 | 0 | 0 | 0 | 0 | 0 | 0 | 0 | 0 | 0 | Greenskies Renewable Energy LLC | 1 | 2016-10-20
403 | 403 | 415 | Target Elmira |  | Target Elmira | Target Elmira |  |  | C - Central | Solar PV | 495.04 | 0 | 0 | 0 | 0 | 0 | 0 | 0 | 0 | 0 | 0 | 0 | Greenskies Renewable Energy LLC | 1 | 2016-08-11
404 | 404 | 416 | Target Webster |  | Target Webster | Target Webster |  |  | B - Genessee | Solar PV | 380.8 | 0 | 0 | 0 | 0 | 0 | 0 | 0 | 0 | 0 | 0 | 0 | Greenskies Renewable Energy LLC | 1 | 2016-09-10 | 2023-07-12
405 | 405 | 417 | New Hope View Farm |  | New Hope View Farm | New Hope View Farm |  |  | C - Central | ADG | 370 | 0 | 0 | 0 | 0 | 0 | 0 | 0 | 0 | 0 | 0 | 0 | PlanET Biogas USA | 2 | 2016-11-09 | 2019-05-01 |  |  |  |  | FALSE | FALSE | FALSE | TRUE | FALSE | Manual | TRUE
407 | 407 | 420 | SunStream Hudson |  | SunStream Hudson II - Center for Disability Services of NY | SunStream Hudson II - Center for Disability Services of NY |  |  | F - Capital | Solar PV | 2695.68 | 0 | 0 | 0 | 0 | 0 | 0 | 0 | 0 | 0 | 0 | 0 | SunStream Hudson I, LLC | 1 | 2016-12-08
408 | 408 | 421 | Cornell University Ruminant Center |  | Cornell Harford Solar Farm | Cornell Harford Solar Farm |  |  | C - Central | Solar PV | 2827.2 | 0 | 0 | 0 | 0 | 0 | 0 | 0 | 0 | 0 | 0 | 0 | Laertes Solar, LLC | 1 | 2016-12-14 | 2022-04-26
409 | 409 | 422 | Marcus Garvey Apartments | Microgrid | Marcus Garvey | Marcus Garvey |  |  | J - New York City | Solar PV | 479.709 | 0 | 0 | 0 | 0 | 0 | 0 | 0 | 0 | 0 | 0 | 0 | Bright Power | 1 | 2016-12-19 | 2021-03-17
410 | 410 | 423 | Clifton Park Solar |  | Clifton Park Solar | Clifton Park Solar |  |  | F - Capital | Solar PV | 996.48 | 0 | 0 | 0 | 0 | 0 | 0 | 0 | 0 | 0 | 0 | 0 | Onyx Renewables Partners | 1 | 2016-12-07
411 | 411 | 424 | Avalon Fort Greene |  | Avalon Fort Greene | Avalon Fort Green |  |  | J - New York City | CHP | 200 | 1286.4 | 0 | 0 | 0 | 0 | 0 | 0 | 0 | 0 | 0 | 0 | Aegis Energy Services, Inc. | 2 | 2017-01-12 | 2023-03-31 |  |  | TRUE |  | TRUE | FALSE | FALSE | TRUE | FALSE |  | FALSE
412 | 412 | 425 | Village Mall at Hillcrest Condominiums |  | Village Mall Hillcrest Condominiums | Village Mall Hillcrest Condominiums |  |  | J - New York City | CHP | 100 | 642 | 0 | 0 | 0 | 0 | 0 | 0 | 0 | 0 | 0 | 0 | Aegis Energy Services, Inc. | 1 | 2017-01-13 | 2023-03-31 |  |  | TRUE |  | TRUE | FALSE | FALSE | FALSE | FALSE |  | FALSE
413 | 413 | 426 | Canandaigua #1 |  | Canandaigua #1 | Canandaigua #1 |  |  | B - Genessee | Solar PV | 2489.13 | 0 | 0 | 0 | 0 | 0 | 0 | 0 | 0 | 0 | 0 | 0 | New Energy Equity | 1 | 2016-12-28
414 | 414 | 427 | Pep Boys Chester |  | Pep Boys Chester | Pep Boys Chester |  |  | G - Hudson Valley | Solar PV | 2000 | 0 | 0 | 0 | 0 | 0 | 0 | 0 | 0 | 0 | 0 | 0 | True Green Capital | 1 | 2017-01-12 | 2021-11-16
415 | 415 | 385 | Jacksonville Road Solar |  | Jacksonville Solar - 71614 | Jacksonville Solar - 71614 |  |  | C - Central | Solar PV | 498.96 | 0 | 0 | 0 | 0 | 0 | 0 | 0 | 0 | 0 | 0 | 0 | Renovus Solar | 1 | 2017-01-17 |  | Solar Farm 5
416 | 416 | 430 | Krinos Foods |  | Krinos Foods | Krinos Foods |  |  | J - New York City | Solar PV | 566 | 0 | 0 | 0 | 0 | 0 | 0 | 0 | 0 | 0 | 0 | 0 | EnterSolar, LLC | 1 | 2017-01-24 | 2023-03-17
417 | 417 | 431 | Ithaca College |  | Ithaca College | Ithaca College |  |  | B - Genessee | Solar PV | 2903.04 | 0 | 0 | 0 | 0 | 0 | 0 | 0 | 0 | 0 | 0 | 0 | Borrego Solar (formerly SEC Newco, LLC) | 1 | 2017-02-01
418 | 418 | 469 | Spellman High Voltage |  | Spellman High Voltage | Spellman High Voltage |  |  | K - Long Island | Solar PV | 471.58 | 0 | 0 | 0 | 0 | 0 | 0 | 0 | 0 | 0 | 0 | 0 | EnterSolar, LLC | 1 | 2017-02-02 | 2024-02-22
419 | 419 | 468 | Ronald McDonald House |  | Ronald McDonald House | Ronald McDonald House |  |  | J - New York City | CHP | 250 | 0 | 0 | 0 | 0 | 0 | 0 | 0 | 0 | 0 | 0 | 0 | Energy Concepts | 1 | 2016-09-01 | 2017-09-30 |  |  |  |  | TRUE | TRUE | TRUE | FALSE | FALSE |  | FALSE
420 | 420 | 470 | Gloversville Johnstown WWTP |  | Gloversville Johnstown WWTP - (Engines 1, 2, 3) | Gloversville Johnstown WWTP - (Engines 1, 2, 3) |  |  | F - Capital | ADG | 1075 | 0 | 0 | 0 | 0 | 0 | 0 | 0 | 0 | 0 | 0 | 0 | Barton & Loguidice | 4 | 2016-06-01 | [5 empty] | FALSE | TRUE | FALSE | TRUE | FALSE | Manual | FALSE
422 | 422 | 472 | Cornell University Agricultural Experiment Station (CUAES) |  | Cornell Musgrave West Solar Farm | Cornell Musgrave West Solar Farm |  |  | C - Central | Solar PV | 2827.2 | 0 | 0 | 0 | 0 | 0 | 0 | 0 | 0 | 0 | 0 | 0 | Artemis Solar, LLC | 1 | 2017-01-15 |  | Musgrave North
423 | 423 | 473 | PatterSun Solar 1.3 |  | PatterSun Solar 1.3 | PatterSun Solar 1.3 |  |  | G - Hudson Valley | Solar PV | 1368.9 | 0 | 0 | 0 | 0 | 0 | 0 | 0 | 0 | 0 | 0 | 0 | BQ Energy Development, LLC | 1 | 2017-02-04 | 2022-04-26
424 | 424 | 474 | City of Ogdensburg |  | City of Ogdensburg | City of Ogdensburg |  |  | E - Mohawk Valley | Solar PV | 1131 | 0 | 0 | 0 | 0 | 0 | 0 | 0 | 0 | 0 | 0 | 0 | WGL Energy Systems | 1 | 2017-02-10 | 2023-09-22
425 | 425 | 475 | Roosevelt Terrace |  | Roosevelt Terrace II | Roosevelt Terrace II |  |  | J - New York City | CHP | 100 | 700 | 0 | 0 | 0 | 0 | 0 | 0 | 0 | 0 | 0 | 0 | All Systems Cogeneration | 1 | 2016-12-29 | 2020-02-28 |  |  | TRUE |  | TRUE | TRUE | FALSE | FALSE | FALSE |  | FALSE
426 | 426 | 476 | Regional Food Bank of NE NY - Cornwall On Hudson |  | Regional Food Bank of NE NY - 66659 | Regional Food Bank of NE NY - 66659 |  |  | G - Hudson Valley | Solar PV | 261.27 | 0 | 0 | 0 | 0 | 0 | 0 | 0 | 0 | 0 | 0 | 0 | KIIT Company, Inc. | 1 | 2017-01-01
427 | 427 | 477 | Scarborough Manor |  | Scarborough Manor | Scarborough Manor |  |  | H - Millwood | Solar PV | 456.63 | 0 | 0 | 0 | 0 | 0 | 0 | 0 | 0 | 0 | 0 | 0 | Sunrise Solar Solutions, LLC | 1 | 2017-02-18
428 | 428 | 478 | Canandaigua #2 |  | Canandaigua #2 | Canandaigua #2 |  |  | B - Genessee | Solar PV | 1627.92 | 0 | 0 | 0 | 0 | 0 | 0 | 0 | 0 | 0 | 0 | 0 | New Energy Equity | 1 | 2017-02-17
429 | 429 | 482 | The Times Square |  | Times Square | Time Square |  |  | J - New York City | CHP | 200 | 1394 | 0 | 0 | 0 | 0 | 0 | 0 | 0 | 0 | 0 | 0 | Aegis Energy Services, Inc. | 2 | 2017-03-14 | 2023-03-31 |  |  | FALSE |  | TRUE | FALSE | FALSE | FALSE | FALSE |  | FALSE
430 | 430 | 484 | 400 Central Park West |  | 400 Central Park West | 400 Central Park West |  |  | J - New York City | CHP | 100 | 643 | 0 | 0 | 0 | 0 | 0 | 0 | 0 | 0 | 0 | 0 | Aegis Energy Services, Inc. | 1 | 2017-03-21 | 2023-03-31 |  |  | TRUE |  | TRUE | FALSE | FALSE | FALSE | FALSE |  | FALSE
431 | 431 | 483 | The Eldorado |  | 300 Central Park West | 300 Central Park West |  |  | J - New York City | CHP | 75 | 523 | 0 | 0 | 0 | 0 | 0 | 0 | 0 | 0 | 0 | 0 | Aegis Energy Services, Inc. | 1 | 2017-03-22 | 2023-03-31 |  |  | TRUE |  | TRUE | FALSE | FALSE | FALSE | FALSE |  | FALSE
432 | 432 | 467 | Van Blarcom Closures |  | Van Blarcom Closures | Van Blarcom Closures |  |  | J - New York City | CHP | 1200 | 8784 | 0 | 0 | 0 | 0 | 0 | 0 | 0 | 0 | 0 | 0 | Energy Concepts | 12 | 2017-04-14 | 2023-03-31 |  |  |  |  | FALSE | FALSE | TRUE | TRUE | FALSE |  | FALSE
433 | 433 | 486 | Regional Food Bank of NE NY - Latham |  | Regional Food Bank of NE NY - 49505 | Regional Food Bank of NE NY - 49505 |  |  | F - Capital | Solar PV | 589.12 | 0 | 0 | 0 | 0 | 0 | 0 | 0 | 0 | 0 | 0 | 0 | KIIT Company, Inc. | 1 | 2017-03-09
434 | 434 | 487 | Patrick E Gorman Housing |  | Patrick Gorman Housing | Patrick Gorman Housing |  |  | J - New York City | CHP | 200 | 1284 | 0 | 0 | 0 | 0 | 0 | 0 | 0 | 0 | 0 | 0 | Aegis Energy Services, Inc. | 2 | 2017-04-26 | 2023-03-31 |  |  | TRUE |  | TRUE | FALSE | FALSE | FALSE | FALSE |  | FALSE
435 | 435 | 489 | Gateway Center |  | REL Gateway North | REL Gateway North |  |  | J - New York City | Solar PV | 378 | 0 | 0 | 0 | 0 | 0 | 0 | 0 | 0 | 0 | 0 | 0 | Safari Energy, LLC | 1 | 2017-05-01 | 2021-08-31
436 | 436 | 489 | Gateway Center |  | REL Gateway South | REL Gateway South |  |  | J - New York City | Solar PV | 378 | 0 | 0 | 0 | 0 | 0 | 0 | 0 | 0 | 0 | 0 | 0 | Safari Energy, LLC | 1 | 2017-05-01 | 2020-09-28
437 | 437 | 490 | Plaza Residences - 23-25 |  | Plaza Residences 23-25 | Plaza Residences 23-25 |  |  | J - New York City | CHP | 105 | 606 | 0 | 0 | 0 | 0 | 0 | 0 | 0 | 0 | 0 | 0 | Aegis Energy Services, Inc. | 3 | 2017-05-01 | 2022-04-06 |  |  | TRUE |  | TRUE | FALSE | FALSE | FALSE | FALSE |  | FALSE
438 | 438 | 491 | RenovusRock |  | RenovusRock | RenovusRock |  |  | C - Central | Solar PV | 656.64 | 0 | 0 | 0 | 0 | 0 | 0 | 0 | 0 | 0 | 0 | 0 | RenovusRock LLC | 1 | 2017-04-15
439 | 439 | 492 | Plaza Residences - 250-252 |  | Plaza Residences 250 | Plaza Residences 250 |  |  | J - New York City | CHP | 70 | 404 | 0 | 0 | 0 | 0 | 0 | 0 | 0 | 0 | 0 | 0 | Aegis Energy Services, Inc. | 2 | 2017-05-01 | 2022-04-26 |  |  | TRUE |  | TRUE | FALSE | FALSE | FALSE | FALSE |  | FALSE
440 | 440 | 493 | Jetro College Point |  | Jetro College Point | Jetro College Point |  |  | J - New York City | Solar PV | 718.092 | 0 | 0 | 0 | 0 | 0 | 0 | 0 | 0 | 0 | 0 | 0 | Ross Solar | 1 | 2017-03-18 | 2020-08-09
441 | 441 | 494 | Remeeder House - Alabama |  | Remeeder House - Alabama | Remeeder House - Alabama |  |  | J - New York City | CHP | 35 | 202 | 0 | 0 | 0 | 0 | 0 | 0 | 0 | 0 | 0 | 0 | Aegis Energy Services, Inc. | 1 | 2017-05-03 | 2021-08-27 |  |  | TRUE |  | TRUE | FALSE | FALSE | FALSE | FALSE |  | FALSE
442 | 442 | 495 | Remeeder House - Blake |  | Remeeder House - Blake | Remeeder House - Blake |  |  | J - New York City | CHP | 35 | 202 | 0 | 0 | 0 | 0 | 0 | 0 | 0 | 0 | 0 | 0 | Aegis Energy Services, Inc. | 1 | 2017-05-11 | 2022-04-26 |  |  | TRUE |  | TRUE | FALSE | FALSE | FALSE | FALSE |  | FALSE
443 | 443 | 496 | Remeeder House - Sheffield |  | Remeeder House - Sheffield | Remeeder House - Sheffield |  |  | J - New York City | CHP | 35 | 202 | 0 | 0 | 0 | 0 | 0 | 0 | 0 | 0 | 0 | 0 | Aegis Energy Services, Inc. | 1 | 2017-06-01 | 2022-04-15 |  |  | TRUE |  | TRUE | FALSE | FALSE | FALSE | FALSE |  | FALSE
444 | 444 | 497 | Remeeder House - Sutter |  | Remeeder House - Sutter | Remeeder House - Sutter |  |  | J - New York City | CHP | 35 | 202 | 0 | 0 | 0 | 0 | 0 | 0 | 0 | 0 | 0 | 0 | Aegis Energy Services, Inc. | 1 | 2017-05-01 | 2021-10-03 |  |  | TRUE |  | TRUE | FALSE | FALSE | FALSE | FALSE |  | FALSE
445 | 684 | 696 | Hunters Point South B | Hunters Point South B | Hunters Point South B | Hunters Point South B |  |  | J - New York City | CHP | 65 | 0 | 0 | 0 | 0 | 0 | 0 | 0 | 0 | 0 | 0 | 0 | RSP Systems | 1 | 2016-06-01 | 2023-03-31 |  |  | FALSE |  | TRUE | FALSE | FALSE | TRUE | FALSE |  | FALSE
446 | 446 | 499 | 4C Foods Corp |  | 4C Foods - New Plant | 4C Foods |  |  | J - New York City | CHP | 400 | 2062 | 0 | 0 | 0 | 0 | 0 | 0 | 0 | 0 | 0 | 0 | IntelliGen Power Systems | 3 | 2017-05-20 | 2023-03-31 |  |  | TRUE |  | FALSE | FALSE | FALSE | TRUE | FALSE |  | FALSE
447 | 447 | 500 | Orange County DPW |  | Orange County DPW | Orange County DPW |  |  | G - Hudson Valley | Solar PV | 2131.56 | 0 | 0 | 0 | 0 | 0 | 0 | 0 | 0 | 0 | 0 | 0 | SolarCity (now Tesla) | 1 | 2017-05-16
448 | 448 | 501 | Somers Middle School |  | Somers Middle School | Somers Middle School |  |  | H - Millwood | Solar PV | 120.9 | 0 | 0 | 0 | 0 | 0 | 0 | 0 | 0 | 0 | 0 | 0 | SolarCity (now Tesla) | 1 | 2017-06-05 | 2019-08-31
449 | 449 | 502 | Steel Sun 1 & 2 |  | Steel Sun Main Street | Steel Sun 1 Main Street |  |  | A - West | Solar PV | 2035.5 | 0 | 0 | 0 | 0 | 0 | 0 | 0 | 0 | 0 | 0 | 0 | BQ Energy Development, LLC | 1 | 2016-12-23
450 | 450 | 503 | Sullivan County Adult Care |  | Sullivan County Adult Care | Sullivan County Adult Care |  |  | E - Mohawk Valley | Solar PV | 2482.52 | 0 | 0 | 0 | 0 | 0 | 0 | 0 | 0 | 0 | 0 | 0 | SolarCity (now Tesla) | 1 | 2017-06-20
451 | 451 | 505 | Grace Towers |  | Grace Towers Apartment | Grace Towers Apartment |  |  | J - New York City | CHP | 70 | 404 | 0 | 0 | 0 | 0 | 0 | 0 | 0 | 0 | 0 | 0 | Aegis Energy Services, Inc. | 2 | 2017-06-21 | 2021-04-30 |  |  | TRUE |  | TRUE | FALSE | FALSE | FALSE | FALSE |  | FALSE
452 | 452 | 506 | Park Lane North |  | Park Lane | Park Lane |  |  | J - New York City | CHP | 105 | 606 | 0 | 0 | 0 | 0 | 0 | 0 | 0 | 0 | 0 | 0 | Aegis Energy Services, Inc. | 3 | 2017-06-20 | 2020-10-30 |  |  | TRUE |  | TRUE | FALSE | FALSE | FALSE | FALSE |  | FALSE
453 | 453 | 507 | Oneida South |  | Oneida South | Oneida South |  |  | E - Mohawk Valley | Solar PV | 2600 | 0 | 0 | 0 | 0 | 0 | 0 | 0 | 0 | 0 | 0 | 0 | NextEra Energy | 1 | 2017-01-16
454 | 454 | 509 | Onondaga County - Clearwater WWTP |  | Onondaga County - Clearwater WWTP | Onondaga County - Clearwater WWTP |  |  | C - Central | Solar PV | 2433.9 | 0 | 0 | 0 | 0 | 0 | 0 | 0 | 0 | 0 | 0 | 0 | SolarCity (now Tesla) | 1 | 2017-07-11 | 2020-06-30
455 | 455 | 580 | Cooper Union - Foundation Building |  | Foundation Building | Foundation Building |  |  | J - New York City | CHP | 150 | 826 | 0 | 0 | 0 | 0 | 0 | 0 | 0 | 0 | 0 | 0 | SourceOne | 1 | 2017-05-12 | 2018-08-20 |  |  |  |  | FALSE | TRUE | FALSE | FALSE | FALSE |  | FALSE
456 | 456 | 510 | Town of Halfmoon |  | Town of Halfmoon | Town of Halfmoon |  |  | F - Capital | Solar PV | 1298.08 | 0 | 0 | 0 | 0 | 0 | 0 | 0 | 0 | 0 | 0 | 0 | SolarCity (now Tesla) | 1 | 2017-07-11
457 | 457 | 511 | DO & CO New York Catering, Inc |  | DO & CO Catering | DO & CO Catering |  |  | J - New York City | CHP | 210 | 1212 | 0 | 0 | 0 | 0 | 0 | 0 | 0 | 0 | 0 | 0 | Aegis Energy Services, Inc. | 6 | 2017-06-20 | 2021-04-26 |  |  | TRUE |  | TRUE | FALSE | FALSE | FALSE | FALSE |  | FALSE
458 | 458 | 485 | Clancy Moving Systems |  | Clancy Moving Systems | Clancy Moving Systems |  |  | G - Hudson Valley | Solar PV | 521.52 | 0 | 0 | 0 | 0 | 0 | 0 | 0 | 0 | 0 | 0 | 0 | OZZ Solar Development Inc. | 1 | 2017-02-02
459 | 459 | 512 | Otsego County Gravel Pit |  | Otsego County Gravel Pit | Otsego County Gravel Pit |  |  | E - Mohawk Valley | Solar PV | 1115.49 | 0 | 0 | 0 | 0 | 0 | 0 | 0 | 0 | 0 | 0 | 0 | SolarCity (now Tesla) | 1 | 2017-07-13 | 2019-11-06
460 | 460 | 513 | Oneida Herkimer Solid Waste Authority |  | Oneida Herkimer Solid Waste Authority | Oneida Herkimer Solid Waste Authority |  |  | E - Mohawk Valley | Solar PV | 1092 | 0 | 0 | 0 | 0 | 0 | 0 | 0 | 0 | 0 | 0 | 0 | SolarCity (now Tesla) | 1 | 2017-07-21 | 2019-11-07
461 | 461 | 514 | Cardinal Spellman High School |  | Cardinal Spellman High School | Cardinal Spellman High School |  |  | J - New York City | Solar PV | 233.8 | 0 | 0 | 0 | 0 | 0 | 0 | 0 | 0 | 0 | 0 | 0 | EnterSolar, LLC | 1 | 2017-07-24
462 | 462 | 517 | Letchworth CSD |  | Letchworth CSD | Letchworth CSD |  |  | A - West | Solar PV | 1609.97 | 0 | 0 | 0 | 0 | 0 | 0 | 0 | 0 | 0 | 0 | 0 | New Energy Equity | 1 | 2017-06-16
463 | 463 | 518 | Target Latham |  | Target Latham | Target Latham |  |  | F - Capital | Solar PV | 449.82 | 0 | 0 | 0 | 0 | 0 | 0 | 0 | 0 | 0 | 0 | 0 | Greenskies Renewable Energy LLC | 1 | 2017-02-24
464 | 518 | 279 | Harbec Plastics |  | Harbec Plastics - Decommissioned Plant | Harbec Plastics - Decommissioned Plant |  |  | C - Central | CHP | 1000 | 0 | 0 | 0 | 0 | 0 | 0 | 0 | 0 | 0 | 0 | 0 | Northern Development | 26 | 2005-10-06 | 2010-10-04 | [9 empty] | Automatic | FALSE
465 | 511 | 579 | Sea Rise 2 |  | Grenadier Realty - AAF Sea Rise 2 | Grenadier Realty - AAF Sea Rise 2 |  |  | J - New York City | CHP | 120 | 980 | 0 | 0 | 0 | 0 | 0 | 0 | 0 | 0 | 0 | 0 | DSM Engineering Associates | 2 | 2006-08-30 | 2009-04-30 | [10 empty] | FALSE
466 | 512 | 499 | 4C Foods Corp |  | 4C Foods - Decommissioned Plant | 4C Foods - Decommissioned Plant |  |  | J - New York City | CHP | 450 | 0 | 0 | 0 | 0 | 0 | 0 | 0 | 0 | 0 | 0 | 0 | Energy Concepts | 3 | 2005-05-22 | 2009-04-30 |  |  |  |  | FALSE | FALSE | TRUE | TRUE | FALSE | Automatic | FALSE
467 | 513 | 526 | Greenpark Care Center |  | Greenpark Care Center | Greenpark Care Center |  |  | J - New York City | CHP | 150 | 0 | 0 | 0 | 0 | 0 | 0 | 0 | 0 | 0 | 0 | 0 | AES-NJ Cogen Co., Inc. | 2 | 2003-06-17 | 2007-07-31 | [10 empty] | FALSE
468 | 515 | 528 | Pepsi Co. |  | Pepsi Co | Pepsi Co |  |  | J - New York City | CHP | 1460 | 0 | 0 | 0 | 0 | 0 | 0 | 0 | 0 | 0 | 0 | 0 | Consolidated Edison Solutions | 4 | 2007-10-06 | 2015-03-03 | [10 empty] | FALSE
469 | 521 | 533 | Hilton - New York |  | Hilton-New York | Hilton-New York |  |  | J - New York City | Fuel Cell | 200 | 0 | 0 | 0 | 0 | 0 | 0 | 0 | 0 | 0 | 0 | 0 | Doosan Fuel Cell America | 1 | 2007-09-07 | 2012-09-27 | [10 empty] | FALSE
470 | 516 | 529 | Macy's East |  | Macy's East | Macy's East |  |  | J - New York City | CHP | 1050 | 0 | 0 | 0 | 0 | 0 | 0 | 0 | 0 | 0 | 0 | 0 | Elite Energy Systems, LLC | 7 | 2008-10-11 | 2016-10-13 | [10 empty] | FALSE
471 | 519 | 531 | Schwab House |  | Schwab House | Schwab House |  |  | J - New York City | CHP | 300 | 0 | 0 | 0 | 0 | 0 | 0 | 0 | 0 | 0 | 0 | 0 | Aegis Energy Services, Inc. | 1 | 2009-09-03 | 2016-06-30 | [9 empty] | Automatic | FALSE
472 | 517 | 530 | Long Island Jewish Medical Center |  | Long Island Jewish Medical Center | Long Island Jewish Medical Center |  |  | K - Long Island | CHP | 3000 | 0 | 0 | 0 | 0 | 0 | 0 | 0 | 0 | 0 | 0 | 0 | WSP USA (formerly Flack and Kurtz) | 2 | 2009-05-01 | 2016-04-11 | [10 empty] | FALSE
473 | 522 | 584 | Utica College |  | Utica College | Utica College |  |  | E - Mohawk Valley | CHP | 1100 | 0 | 0 | 0 | 0 | 0 | 0 | 0 | 0 | 0 | 0 | 0 | Cogen Power Technologies | 1 | 2009-07-01 | 2016-05-19 | [10 empty] | FALSE
474 | 523 | 585 | St. Lukes Hospital |  | St. Lukes Hospital | St. Lukes Hospital |  |  | E - Mohawk Valley | CHP | 2200 | 0 | 0 | 0 | 0 | 0 | 0 | 0 | 0 | 0 | 0 | 0 | Cogen Power Technologies | 2 | 2009-07-01 | 2016-05-19 | [10 empty] | FALSE
475 | 524 | 588 | St. Lukes Home |  | St. Lukes Home | St. Lukes Home |  |  | E - Mohawk Valley | CHP | 330 | 0 | 0 | 0 | 0 | 0 | 0 | 0 | 0 | 0 | 0 | 0 | Cogen Power Technologies | 1 | 2009-07-01 | 2016-05-19 | [10 empty] | FALSE
476 | 525 | 578 | Sea Park West |  | Sea Park West | Sea Park West |  |  | J - New York City | CHP | 150 | 0 | 0 | 0 | 0 | 0 | 0 | 0 | 0 | 0 | 0 | 0 | All Systems Cogeneration | 2 | 2009-09-01 | 2012-10-29 | [10 empty] | FALSE
477 | 514 | 527 | Twin Birch |  | Twin Birch - Phase 1 | Twin Birch - Phase 1 |  |  | C - Central | ADG | 120 | 0 | 0 | 0 | 0 | 0 | 0 | 0 | 0 | 0 | 0 | 0 | Ecolab (formerly AnAerobics Inc.) | 4 | 2009-09-01 | 2012-08-27 | [10 empty] | TRUE
478 | 520 | 532 | NY Presbyterian Hospital |  | NY Presbyterian Hospital | NY Presbyterian Hospital |  |  | J - New York City | CHP | 7500 | 0 | 0 | 0 | 0 | 0 | 0 | 0 | 0 | 0 | 0 | 0 | Norgen Consulting | 1 | 2009-10-01 | 2016-08-25 | [10 empty] | FALSE
479 | 526 | 470 | Gloversville Johnstown WWTP |  | Gloversville Johnstown WWTP - Old (Engines 1 & 2) | Gloversville Johnstown WWTP - Old (Engines 1 & 2) |  |  | F - Capital | ADG | 700 | 0 | 0 | 0 | 0 | 0 | 0 | 0 | 0 | 0 | 0 | 0 | Johnstown Gloversville | 1 | 2010-07-01 | 2013-10-27 | [9 empty] | Automatic | FALSE
480 | 527 | 534 | 1211 Avenue of the Americas |  | 1211 Avenue of the Americas | 1211 Avenue of the Americas |  |  | J - New York City | Fuel Cell | 400 | 0 | 0 | 0 | 0 | 0 | 0 | 0 | 0 | 0 | 0 | 0 | Doosan Fuel Cell America | 1 | 2011-09-28 | 2016-05-19 | [10 empty] | FALSE
481 | 528 | 111 | Big Geyser, Inc. |  | Big Geyser, Inc. (Office) | Big Geyser, Inc. (Office) |  |  | J - New York City | Solar PV | 201.19 | 0 | 0 | 0 | 0 | 0 | 0 | 0 | 0 | 0 | 0 | 0 | EmPower CES | 1 | 2013-07-31 | 2019-04-08
482 | 529 | 280 | Cooper Union - 41 Cooper Square |  | 41 Cooper Square | 41 Cooper Square |  |  | J - New York City | CHP | 250 | 0 | 0 | 0 | 0 | 0 | 0 | 0 | 0 | 0 | 0 | 0 | SourceOne | 1 | 2013-02-21 | 2016-10-07 | [10 empty] | FALSE
483 | 530 | 264 | Rochester Institute of Technology (RIT) | Rochester Institute of Technology (RIT) | Rochester Institute of Technology (RIT) | Rochester Institute of Technology (RIT) |  |  | B - Genessee | Fuel Cell | 400 | 0 | 0 | 0 | 0 | 0 | 0 | 0 | 0 | 0 | 0 | 0 | Doosan Fuel Cell America | 1 | 2013-04-22 | 2023-03-31 |  |  |  |  | TRUE | TRUE | FALSE | FALSE | FALSE |  | FALSE
484 | 531 | 131 | Jetro Cash and Carry |  | Jetro Cash and Carry 2 | Jetro Cash and Carry 2 |  |  | J - New York City | Solar PV | 902.52 | 0 | 0 | 0 | 0 | 0 | 0 | 0 | 0 | 0 | 0 | 0 | Ross Solar | 1 | 2013-10-01
485 | 532 | 197 | Fed Ex Ground |  | Fed Ex Ground - 24803 | Fed Ex Ground - 24803 |  |  | J - New York City | Solar PV | 347.875 | 0 | 0 | 0 | 0 | 0 | 0 | 0 | 0 | 0 | 0 | 0 | Solar Energy Systems, LLC | 1 | 2014-11-01 | 2021-07-07
486 | 533 | 214 | Terrace Gardens 1 |  | Terrace Gardens 1 | Terrace Gardens 1 |  |  | J - New York City | CHP | 100 | 700 | 0 | 0 | 0 | 0 | 0 | 0 | 0 | 0 | 0 | 0 | Tecogen, Inc. | 1 | 2014-12-09 | 2017-12-25 |  |  | TRUE |  | TRUE | TRUE | FALSE | FALSE | FALSE | Manual | FALSE
487 | 534 | 223 | Diamond Saw Mill |  | Diamond Saw Mill 0023: DP 35LLC | Diamond Saw Mill 0023: DP 35LLC |  |  | I - Dunwoodie | Solar PV | 67.83 | 0 | 0 | 0 | 0 | 0 | 0 | 0 | 0 | 0 | 0 | 0 | Safari Energy, LLC | 1 | 2014-09-01 | 2023-07-17
488 | 535 | 223 | Diamond Saw Mill |  | Diamond Saw Mill 0000: Captain Lawrence Brewing | Diamond Saw Mill 0000: Captain Lawrence Brewing |  |  | I - Dunwoodie | Solar PV | 132.09 | 0 | 0 | 0 | 0 | 0 | 0 | 0 | 0 | 0 | 0 | 0 | Safari Energy, LLC | 1 | 2014-09-01 | 2023-07-17
489 | 536 | 223 | Diamond Saw Mill |  | Diamond Saw Mill 0049: Wholesale Florist | Diamond Saw Mill 0049: Wholesale Florist |  |  | I - Dunwoodie | Solar PV | 60.69 | 0 | 0 | 0 | 0 | 0 | 0 | 0 | 0 | 0 | 0 | 0 | Safari Energy, LLC | 1 | 2014-08-01 | 2021-10-14
490 | 537 | 250 | The Bay Club: Tower 1 |  | Bay Club #1 | Bay Club #1 |  |  | J - New York City | CHP | 75 | 523 | 0 | 0 | 0 | 0 | 0 | 0 | 0 | 0 | 0 | 0 | Aegis Energy Services, Inc. | 1 | 2015-05-05 | 2022-03-21 |  |  | FALSE |  | TRUE | FALSE | FALSE | FALSE | FALSE | Manual | FALSE
491 | 538 | 257 | Mt. Kisco |  | Mt. Kisco - Diamond 1 | Mt. Kisco - Diamond 1 |  |  | J - New York City | Solar PV | 85.68 | 0 | 0 | 0 | 0 | 0 | 0 | 0 | 0 | 0 | 0 | 0 | Safari Energy, LLC | 1 | 2015-05-08 | 2024-01-17
492 | 539 | 257 | Mt. Kisco |  | Mt. Kisco - Grand Prix Racing | Mt. Kisco - Grand Prix Racing |  |  | J - New York City | Solar PV | 953.19 | 0 | 0 | 0 | 0 | 0 | 0 | 0 | 0 | 0 | 0 | 0 | Safari Energy, LLC | 1 | 2015-04-15 | 2024-01-30
493 | 540 | 257 | Mt. Kisco |  | Mt. Kisco - NY Sports Management | Mt. Kisco - NY Sports Management |  |  | J - New York City | Solar PV | 628.32 | 0 | 0 | 0 | 0 | 0 | 0 | 0 | 0 | 0 | 0 | 0 | Safari Energy, LLC | 1 | 2015-04-30 | 2024-01-30
494 | 541 | 257 | Mt. Kisco |  | Mt. Kisco - PhotoFile | Mt. Kisco - PhotoFile |  |  | J - New York City | Solar PV | 128.52 | 0 | 0 | 0 | 0 | 0 | 0 | 0 | 0 | 0 | 0 | 0 | Safari Energy, LLC | 1 | 2015-04-18 | 2024-01-30
495 | 542 | 257 | Mt. Kisco |  | Mt. Kisco - RDI Warehouse | Mt. Kisco - RDI Warehouse |  |  | J - New York City | Solar PV | 53.55 | 0 | 0 | 0 | 0 | 0 | 0 | 0 | 0 | 0 | 0 | 0 | Safari Energy, LLC | 1 | 2015-04-30 | 2024-01-30
496 | 543 | 343 | Staten Island Mall |  | Staten Island Mall - 2814 | Staten Island Mall - 2814 |  |  | J - New York City | Solar PV | 238.7 | 0 | 0 | 0 | 0 | 0 | 0 | 0 | 0 | 0 | 0 | 0 | Safari Energy, LLC | 1 | 2016-05-17 | 2020-01-31
497 | 544 | 343 | Staten Island Mall |  | Staten Island Mall - 2818 | Staten Island Mall - 2818 |  |  | J - New York City | Solar PV | 184.14 | 0 | 0 | 0 | 0 | 0 | 0 | 0 | 0 | 0 | 0 | 0 | Safari Energy, LLC | 1 | 2016-05-17 | 2020-01-31
498 | 545 | 343 | Staten Island Mall |  | Staten Island Mall - 2823 | Staten Island Mall - 2823 |  |  | J - New York City | Solar PV | 286.44 | 0 | 0 | 0 | 0 | 0 | 0 | 0 | 0 | 0 | 0 | 0 | Safari Energy, LLC | 1 | 2016-05-17 | 2020-01-31
499 | 546 | 535 | New York City School Q204 |  | New York City School Q204 | New York City School Q204 |  |  | J - New York City | Solar PV | 159.21 | 0 | 0 | 0 | 0 | 0 | 0 | 0 | 0 | 0 | 0 | 0 | Solar Liberty | 1 | 2016-06-08 | 2022-04-25
500 | 547 | 420 | SunStream Hudson |  | SunStream Hudson I - St. Peter's Hospital | SunStream Hudson I - St. Peter's Hospital |  |  | F - Capital | Solar PV | 2695.68 | 0 | 0 | 0 | 0 | 0 | 0 | 0 | 0 | 0 | 0 | 0 | SunStream Hudson I, LLC | 1 | 2016-12-08
501 | 548 | 472 | Cornell University Agricultural Experiment Station (CUAES) |  | Cornell Musgrave East Solar Farm | Cornell Musgrave East Solar Farm |  |  | C - Central | Solar PV | 2827.2 | 0 | 0 | 0 | 0 | 0 | 0 | 0 | 0 | 0 | 0 | 0 | Artemis Solar, LLC | 1 | 2017-01-15 |  | Musgrave South
502 | 550 | 519 | Orange Solar One |  | Orange Solar One | Orange Solar One |  |  | C - Central | Solar PV | 217.8 | 0 | 0 | 0 | 0 | 0 | 0 | 0 | 0 | 0 | 0 | 0 | Renovus Solar | 1 | 2017-08-02 | 2022-02-25
503 | 551 | 520 | EsopuSol |  | EsopuSol | EsopuSol |  |  | G - Hudson Valley | Solar PV | 860 | 0 | 0 | 0 | 0 | 0 | 0 | 0 | 0 | 0 | 0 | 0 | BQ Energy Development, LLC | 1 | 2017-08-11
504 | 552 | 521 | Dimension Fabricators |  | Dimension Fabricators | Dimension Fabricators |  |  | F - Capital | Solar PV | 945.63 | 0 | 0 | 0 | 0 | 0 | 0 | 0 | 0 | 0 | 0 | 0 | EnterSolar, LLC | 1 | 2017-08-30 | 2022-08-23
505 | 549 | 508 | Mount Vernon High School |  | Mount Vernon High School | Mount Vernon High School |  |  | I - Dunwoodie | CHP | 150 | 784 | 0 | 0 | 0 | 0 | 0 | 0 | 0 | 0 | 0 | 0 | Kraft Power Corporation | 1 | 2017-06-01 | 2022-03-28 |  |  | FALSE |  | TRUE | TRUE | FALSE | FALSE | FALSE |  | FALSE
506 | 553 | 522 | Poughkeepsie Day School |  | Poughkeepsie Day School | Poughkeepsie Day School |  |  | G - Hudson Valley | Solar PV | 473.85 | 0 | 0 | 0 | 0 | 0 | 0 | 0 | 0 | 0 | 0 | 0 | Dynamic Energy Solutions, LLC | 1 | 2017-08-24 | 2023-07-26
507 | 554 | 523 | Mastercard International Incorporated |  | Mastercard International Incorporated | Mastercard International Incorporated |  |  | I - Dunwoodie | Solar PV | 418 | 0 | 0 | 0 | 0 | 0 | 0 | 0 | 0 | 0 | 0 | 0 | Microgrid Energy | 1 | 2017-08-16 | 2024-03-05
508 | 555 | 524 | Target Richmond Avenue |  | Target Richmond Avenue | Target Richmond Avenue |  |  | J - New York City | Solar PV | 690.1 | 0 | 0 | 0 | 0 | 0 | 0 | 0 | 0 | 0 | 0 | 0 | EnterSolar, LLC | 1 | 2017-09-07
509 | 556 | 525 | Target Veterans Road |  | Target Veterans Road | Target Veterans Road |  |  | J - New York City | Solar PV | 686.08 | 0 | 0 | 0 | 0 | 0 | 0 | 0 | 0 | 0 | 0 | 0 | EnterSolar, LLC | 1 | 2017-09-12
510 | 557 | 445 | Patterson Farms |  | Patterson Farms - New | Patterson Farms - New |  |  | C - Central | ADG | 225 | 0 | 0 | 0 | 0 | 0 | 0 | 0 | 0 | 0 | 0 | 0 | RCM Digesters | 2 | 2009-07-07 | 2019-04-05 |  |  |  |  | FALSE | FALSE | FALSE | TRUE | FALSE | Automatic | TRUE
511 | 558 | 527 | Twin Birch |  | Twin Birch - Phase 2 | Twin Birch - Phase 2 |  |  | C - Central | ADG | 180 | 0 | 0 | 0 | 0 | 0 | 0 | 0 | 0 | 0 | 0 | 0 | Ecolab (formerly AnAerobics Inc.) | 2 | 2009-09-01 | 2012-08-27 | [10 empty] | TRUE
512 | 559 | 527 | Twin Birch |  | Twin Birch - Phase 3 | Twin Birch - Phase 3 |  |  | C - Central | ADG | 225 | 0 | 0 | 0 | 0 | 0 | 0 | 0 | 0 | 0 | 0 | 0 | Ecolab (formerly AnAerobics Inc.) | 1 | 2012-07-01 | 2020-06-09 |  |  |  |  | FALSE | FALSE | FALSE | TRUE | FALSE | Automatic | TRUE
513 | 560 | 328 | Citylights at Queens Landing |  | Citylights #2 | City Lights #2 |  |  | J - New York City | CHP | 75 | 523 | 0 | 0 | 0 | 0 | 0 | 0 | 0 | 0 | 0 | 0 | Aegis Energy Services, Inc. | 1 | 2016-04-01 | 2023-03-31 | Upstairs |  | FALSE |  | TRUE | FALSE | FALSE | FALSE | FALSE | Manual | FALSE
514 | 561 | 470 | Gloversville Johnstown WWTP |  | Gloversville Johnstown WWTP - New (Engine 3) | Gloversville Johnstown WWTP - New (Engine 3) |  |  | F - Capital | ADG | 415 | 0 | 0 | 0 | 0 | 0 | 0 | 0 | 0 | 0 | 0 | 0 | Barton & Loguidice | 2 | 2016-06-01 | [5 empty] | FALSE | FALSE | FALSE | TRUE | FALSE | Manual | FALSE
515 | 562 | 366 | Stewart's Shops Corporation - Halfmoon |  | Stewart's Shops Corporation - Halfmoon 1 | Stewart's Shops Corporation - Halfmoon 1 |  |  | F - Capital | Solar PV | 1000.35 | 0 | 0 | 0 | 0 | 0 | 0 | 0 | 0 | 0 | 0 | 0 | EnterSolar, LLC | 1 | 2016-05-06
516 | 569 | 567 | Matlink Farm |  | Matlink Farm | Matlink Farm |  |  | A - West | ADG | 145 | 0 | 0 | 0 | 0 | 0 | 0 | 0 | 0 | 0 | 0 | 0 | RCM Digesters | 2 | 2004-10-28 | 2005-07-16 | [9 empty] | Automatic | TRUE
517 | 570 | 587 | Hamilton Fulton Montgomery BOCES |  | Hamilton Fulton Montgomery BOCES | Hamilton Fulton Montgomery BOCES |  |  | F - Capital | Solar PV | 724.68 | 0 | 0 | 0 | 0 | 0 | 0 | 0 | 0 | 0 | 0 | 0 | Dynamic Energy Solutions, LLC | 1 | 2017-09-25
518 | 571 | 589 | Madison County |  | Madison County | Madison County |  |  | C - Central | Solar PV | 2441.88 | 0 | 0 | 0 | 0 | 0 | 0 | 0 | 0 | 0 | 0 | 0 | New Energy Equity | 1 | 2017-09-28
519 | 572 | 590 | Swiss Re Management Corporation |  | Swiss Re Management Corporation | Swiss Re Management Corporation |  |  | I - Dunwoodie | Solar PV | 2702 | 0 | 0 | 0 | 0 | 0 | 0 | 0 | 0 | 0 | 0 | 0 | EnterSolar, LLC | 1 | 2017-10-01 | 2022-05-24
520 | 573 | 591 | Mohawk Valley Solar |  | Mohawk Valley Solar | Mohawk Valley Solar |  |  | E - Mohawk Valley | Solar PV | 2993.8 | 0 | 0 | 0 | 0 | 0 | 0 | 0 | 0 | 0 | 0 | 0 | Tortoise Clean Energy Partners | 1 | 2017-09-27 | 2023-09-22
521 | 574 | 592 | ACM Medical Laboratory |  | ACM Medical Laboratory | ACM Medical Laboratory |  |  | B - Genessee | Solar PV | 486.88 | 0 | 0 | 0 | 0 | 0 | 0 | 0 | 0 | 0 | 0 | 0 | GreenSpark Solar (Formerly SunCommon) | 1 | 2017-09-27 | 2023-02-28 | Riedman Campus
522 | 575 | 593 | Seneca Nation of Indians |  | Seneca Nation of Indians | Seneca Nation of Indians |  |  | B - Genessee | Solar PV | 1906.08 | 0 | 0 | 0 | 0 | 0 | 0 | 0 | 0 | 0 | 0 | 0 | GreenSpark Solar (Formerly SunCommon) | 1 | 2017-10-16 | 2024-04-04
523 | 576 | 594 | Southport LLC 2 |  | Southport LLC 2 | Southport LLC 2 |  |  | J - New York City | Solar PV | 499.79 | 0 | 0 | 0 | 0 | 0 | 0 | 0 | 0 | 0 | 0 | 0 | Moore Energy LLC | 1 | 2017-10-11 | 2021-03-24
524 | 577 | 595 | General Electric |  | General Electric | General Electric |  |  | F - Capital | Solar PV | 2257.2 | 0 | 0 | 0 | 0 | 0 | 0 | 0 | 0 | 0 | 0 | 0 | GE Solar | 1 | 2017-10-01
525 | 578 | 596 | Stop&Shop Peekskill |  | Stop&Shop Peekskill | Stop&Shop Peekskill |  |  | H - Millwood | Fuel Cell | 210 | 0 | 0 | 0 | 0 | 0 | 0 | 0 | 0 | 0 | 0 | 0 | Bloom Energy | 1 | 2017-10-17 | 2018-08-01 |  |  |  |  | FALSE | FALSE | FALSE | FALSE | FALSE |  | FALSE
526 | 579 | 599 | Elbee Gardens Apartments |  | Elbee Gardens | Elbee Gardens |  |  | J - New York City | CHP | 100 | 700 | 0 | 0 | 0 | 0 | 0 | 0 | 0 | 0 | 0 | 0 | All Systems Cogeneration | 1 | 2017-11-27 | 2020-07-28 |  |  | TRUE |  | TRUE | FALSE | FALSE | TRUE | FALSE |  | FALSE
527 | 580 | 502 | Steel Sun 1 & 2 |  | Steel Sun Amherst Campus | Steel Sun 1 Amherst Campus |  |  | A - West | Solar PV | 2035.5 | 0 | 0 | 0 | 0 | 0 | 0 | 0 | 0 | 0 | 0 | 0 | BQ Energy Development, LLC | 1 | 2016-12-23
528 | 581 | 598 | Town of Holland |  | Town of Holland | Town of Holland |  |  | A - West | Solar PV | 307.53 | 0 | 0 | 0 | 0 | 0 | 0 | 0 | 0 | 0 | 0 | 0 | AES Distributed Energy | 1 | 2017-09-27
529 | 582 | 600 | Davidson Chevrolet - Gillette Road |  | Davidson Chevrolet - Gillette Road | Davidson Chevrolet - Gillette Road |  |  | E - Mohawk Valley | Solar PV | 660.96 | 0 | 0 | 0 | 0 | 0 | 0 | 0 | 0 | 0 | 0 | 0 | High Peaks Solar, LLC | 1 | 2017-11-21 | 2022-04-25
530 | 583 | 602 | Saratoga Springs - Weibel Avenue |  | Saratoga Springs - Weibel Avenue | Saratoga Springs - Weibel Avenue |  |  | F - Capital | Solar PV | 2597.4 | 0 | 0 | 0 | 0 | 0 | 0 | 0 | 0 | 0 | 0 | 0 | Onyx Renewables Partners | 1 | 2017-11-21 | 2022-04-25
531 | 584 | 603 | Adirondack Farms |  | Adirondack Farms LLC | Adirondack Farms LLC |  |  | D - North | ADG | 625 | 0 | 0 | 0 | 0 | 0 | 0 | 0 | 0 | 0 | 0 | 0 | EnviTec Biogas USA | 2 | 2017-06-06 | 2022-08-02 |  |  |  |  | TRUE | FALSE | FALSE | TRUE | FALSE | Automatic | TRUE
532 | 585 | 606 | Morrisania Apartments |  | Morrisania | Morrisania |  |  | J - New York City | CHP | 100 | 700 | 0 | 0 | 0 | 0 | 0 | 0 | 0 | 0 | 0 | 0 | All Systems Cogeneration | 1 | 2017-12-05 | 2020-05-23 |  |  | FALSE |  | TRUE | FALSE | FALSE | FALSE | FALSE |  | FALSE
533 | 586 | 604 | Hobart William Smith Colleges - Gates Road |  | Hobart William Smith Colleges - Gates Road | Hobart William Smith Colleges - Gates Road |  |  | B - Genessee | Solar PV | 2550.06 | 0 | 0 | 0 | 0 | 0 | 0 | 0 | 0 | 0 | 0 | 0 | Dynamic Energy Solutions, LLC | 1 | 2017-12-11 | 2021-06-10
534 | 587 | 605 | John Murray House |  | 220 Madison | 220 Madison |  |  | J - New York City | CHP | 75 | 520 | 0 | 0 | 0 | 0 | 0 | 0 | 0 | 0 | 0 | 0 | Aegis Energy Services, Inc. | 1 | 2017-11-27 | 2023-03-31 |  |  | FALSE |  | TRUE | FALSE | FALSE | FALSE | FALSE |  | FALSE
535 | 588 | 607 | Home Depot Cropsey #1256 |  | Home Depot Cropsey #1256 | Home Depot Cropsey #1256 |  |  | J - New York City | Fuel Cell | 210 | 0 | 0 | 0 | 0 | 0 | 0 | 0 | 0 | 0 | 0 | 0 | Bloom Energy | 1 | 2018-06-22 | 2020-02-29 |  |  |  |  | FALSE | FALSE | FALSE | FALSE | FALSE |  | FALSE
536 | 589 | 608 | Home Depot #1251 |  | Home Depot #1251 | Home Depot #1251 |  |  | J - New York City | Fuel Cell | 210 | 0 | 0 | 0 | 0 | 0 | 0 | 0 | 0 | 0 | 0 | 0 | Bloom Energy | 1 | 2017-09-08 | 2020-08-31 |  |  |  |  | FALSE | FALSE | FALSE | FALSE | FALSE |  | FALSE
537 | 590 | 609 | Home Depot Starrett City #6152 |  | Home Depot Starrett City #6152 | Home Depot Starrett City #6152 |  |  | J - New York City | Fuel Cell | 210 | 0 | 0 | 0 | 0 | 0 | 0 | 0 | 0 | 0 | 0 | 0 | Bloom Energy | 1 | 2016-10-04 | 2020-06-30 |  |  |  |  | FALSE | FALSE | FALSE | FALSE | FALSE |  | FALSE
538 | 591 | 610 | Home Depot Staten Island #1281 |  | Home Depot Staten Island #1281 | Home Depot Staten Island #1281 |  |  | J - New York City | Fuel Cell | 210 | 0 | 0 | 0 | 0 | 0 | 0 | 0 | 0 | 0 | 0 | 0 | Bloom Energy | 1 | 2017-06-01 | 2020-05-31 |  |  |  |  | FALSE | FALSE | FALSE | FALSE | FALSE |  | FALSE
539 | 592 | 611 | Home Depot Staten Island #1249 |  | Home Depot Staten Island #1249 | Home Depot Staten Island #1249 |  |  | J - New York City | Fuel Cell | 210 | 0 | 0 | 0 | 0 | 0 | 0 | 0 | 0 | 0 | 0 | 0 | Bloom Energy | 1 | 2017-06-21 | 2020-06-30 |  |  |  |  | FALSE | FALSE | FALSE | FALSE | FALSE |  | FALSE
540 | 593 | 612 | Home Depot #1215 |  | Home Depot #1215 | Home Depot #1215 |  |  | J - New York City | Fuel Cell | 210 | 0 | 0 | 0 | 0 | 0 | 0 | 0 | 0 | 0 | 0 | 0 | Bloom Energy | 1 | 2017-04-01 | 2020-03-31 |  |  |  |  | FALSE | FALSE | FALSE | FALSE | FALSE |  | FALSE
541 | 409 | 422 | Marcus Garvey Apartments | Microgrid | Marcus Garvey | Marcus Garvey |  |  | J - New York City | Fuel Cell | 420 | 0 | 0 | 0 | 0 | 0 | 0 | 0 | 0 | 0 | 0 | 0 | Bloom Energy | 2 | 2017-04-01 | 2020-03-31 |  |  |  | TRUE | FALSE | FALSE | FALSE | FALSE | FALSE |  | FALSE
542 | 595 | 614 | GE Healthcare Troy |  | GE Healthcare Troy | GE Healthcare Troy |  |  | F - Capital | Solar PV | 954.72 | 0 | 0 | 0 | 0 | 0 | 0 | 0 | 0 | 0 | 0 | 0 | GE Solar | 1 | 2017-12-20
543 | 596 | 615 | JMDH Real Estate of Maspeth Warehouse, LLC |  | JMDH Real Estate of Maspeth Warehouse, LLC | JMDH Real Estate of Maspeth Warehouse, LLC |  |  | J - New York City | Solar PV | 784.53 | 0 | 0 | 0 | 0 | 0 | 0 | 0 | 0 | 0 | 0 | 0 | Ross Solar | 1 | 2017-12-12 | 2021-02-17 | Jetro Maspeth
544 | 597 | 616 | Jetro Port Chester |  | Jetro Port Chester | Jetro Port Chester |  |  | I - Dunwoodie | Solar PV | 1104.92 | 0 | 0 | 0 | 0 | 0 | 0 | 0 | 0 | 0 | 0 | 0 | Ross Solar | 1 | 2018-01-02 | 2022-04-25
545 | 598 | 617 | City of Oneida Solar |  | City of Oneida Solar | City of Oneida Solar |  |  | E - Mohawk Valley | Solar PV | 2026.08 | 0 | 0 | 0 | 0 | 0 | 0 | 0 | 0 | 0 | 0 | 0 | AEP OnSite Partners, LLC | 1 | 2017-12-21
546 | 599 | 618 | Manhattan Beer Distributor - Suffern |  | Manhattan Beer Distributor - Suffern | Manhattan Beer Distributor - Suffern |  |  | G - Hudson Valley | Solar PV | 345.15 | 0 | 0 | 0 | 0 | 0 | 0 | 0 | 0 | 0 | 0 | 0 | OnForce Solar, Inc. | 1 | 2018-01-05 | 2023-03-17
547 | 600 | 583 | Christian Cultural Center |  | Christian Cultural Center | Christian Cultural Center |  |  | J - New York City | Solar PV | 259.64 | 0 | 0 | 0 | 0 | 0 | 0 | 0 | 0 | 0 | 0 | 0 | UGE USA Inc. | 1 | 2017-08-20
548 | 601 | 586 | Town of Ontario WWTP |  | Town of Ontario WWTP | Town of Ontario WWTP |  |  | B - Genessee | Solar PV | 2833.4 | 0 | 0 | 0 | 0 | 0 | 0 | 0 | 0 | 0 | 0 | 0 | Tortoise Clean Energy Partners | 1 | 2017-08-23
549 | 603 | 619 | Diamond 333 Phase 2 |  | Diamond 333 Phase 2 | Diamond 333 Phase 2 |  |  | H - Millwood | Solar PV | 441 | 0 | 0 | 0 | 0 | 0 | 0 | 0 | 0 | 0 | 0 | 0 | Safari Energy, LLC | 1 | 2017-12-18 | 2021-08-11
550 | 604 | 620 | Solean East 1 (North) |  | Solean East 1 (North) | Solean East 1 (North) |  |  | A - West | Solar PV | 2708.55 | 0 | 0 | 0 | 0 | 0 | 0 | 0 | 0 | 0 | 0 | 0 | Tortoise Clean Energy Partners | 1 | 2018-01-02 | 2022-04-24
551 | 605 | 621 | Solean East 2 (South) |  | Solean East 2 (South) | Solean East 2 (South) |  |  | A - West | Solar PV | 2708.55 | 0 | 0 | 0 | 0 | 0 | 0 | 0 | 0 | 0 | 0 | 0 | Tortoise Clean Energy Partners | 1 | 2018-01-02
552 | 606 | 622 | Olean General Hospital |  | Olean General Hospital | Olean General Hospital |  |  | A - West | Solar PV | 1995.84 | 0 | 0 | 0 | 0 | 0 | 0 | 0 | 0 | 0 | 0 | 0 | Tortoise Clean Energy Partners | 1 | 2018-01-02 | 2022-03-31 | Solean West
553 | 607 | 623 | Young Shing Trading |  | Young Shing Trading | Young Shing Trading |  |  | J - New York City | Solar PV | 538.68 | 0 | 0 | 0 | 0 | 0 | 0 | 0 | 0 | 0 | 0 | 0 | Solar Energy Systems, LLC | 1 | 2018-01-07
554 | 608 | 624 | Big Flats Innovation Center |  | Corning Inc. Innovation Support Center | Corning Inc. Innovation Support Center |  |  | C - Central | CHP | 1000 | 11400 | 0 | 0 | 0 | 0 | 0 | 0 | 0 | 0 | 0 | 0 | GEM Energy | 1 | 2018-11-14 | 2023-03-31 |  |  | FALSE |  | FALSE | FALSE | FALSE | TRUE | FALSE | Manual | FALSE
555 | 602 | 601 | Green Hills Home For Adults |  | Green Hills Home | Green Hills Home |  |  | G - Hudson Valley | CHP | 35 | 204 | 0 | 0 | 0 | 0 | 0 | 0 | 0 | 0 | 0 | 0 | Aegis Energy Services, Inc. | 1 |  | 2023-03-31 |  |  | FALSE |  | TRUE | TRUE | FALSE | FALSE | FALSE | Automatic | FALSE
556 | 609 | 625 | Findlay Plaza |  | Findlay Plaza | Findlay Plaza |  |  | J - New York City | CHP | 200 | 0 | 0 | 0 | 0 | 0 | 0 | 0 | 0 | 0 | 0 | 0 | Energy Concepts | 2 | 2018-02-02 | 2023-03-31 |  |  |  |  | TRUE | FALSE | FALSE | FALSE | FALSE | Manual | FALSE
557 | 610 | 626 | Camden Solar Farm |  | Camden Solar Farm | Camden Solar Farm |  |  | E - Mohawk Valley | Solar PV | 2446.74 | 0 | 0 | 0 | 0 | 0 | 0 | 0 | 0 | 0 | 0 | 0 | New Energy Equity | 1 | 2018-01-20 | 2024-01-09
558 | 611 | 627 | South Hill Business Campus |  | South Hill Business Campus | South Hill Business Campus |  |  | C - Central | CHP | 500 | 0 | 0 | 0 | 0 | 0 | 0 | 0 | 0 | 0 | 0 | 0 | Kraft Power Corporation | 2 | 2017-10-01 | 2023-03-31 |  |  | FALSE |  | FALSE | TRUE | TRUE | FALSE | FALSE | Automatic | FALSE
559 | 612 | 628 | Bay Park 1 |  | Bay Park 1 | Bay Park 1 |  |  | J - New York City | CHP | 320 | 1656 | 0 | 0 | 0 | 0 | 0 | 0 | 0 | 0 | 0 | 0 | IntelliGen Power Systems | 2 | 2018-02-13 | 2021-03-25 |  |  | TRUE |  | TRUE | FALSE | FALSE | TRUE | FALSE |  | FALSE
560 | 613 | 629 | Bay Park 2 |  | Bay Park 2 | Bay Park 2 |  |  | J - New York City | CHP | 320 | 1656 | 0 | 0 | 0 | 0 | 0 | 0 | 0 | 0 | 0 | 0 | IntelliGen Power Systems | 2 | 2018-02-13 | 2021-04-29 |  |  | TRUE |  | TRUE | FALSE | FALSE | TRUE | FALSE |  | FALSE
561 | 614 | 630 | Baer Road |  | Baer Road | Baer Road |  |  | E - Mohawk Valley | Solar PV | 2754.05 | 0 | 0 | 0 | 0 | 0 | 0 | 0 | 0 | 0 | 0 | 0 | Delaware River Solar | 1 | 2018-02-12
562 | 615 | 631 | Lake Breeze Fruit Farm |  | Lake Breeze Fruit Farm | Lake Breeze Fruit Farm |  |  | B - Genessee | Solar PV | 1080 | 0 | 0 | 0 | 0 | 0 | 0 | 0 | 0 | 0 | 0 | 0 | Rochester Solar Technologies | 1 | 2018-02-13 | 2022-04-25
563 | 616 | 632 | Candor Central School District |  | Candor Central School District | Candor Central School District |  |  | C - Central | Solar PV | 1077.12 | 0 | 0 | 0 | 0 | 0 | 0 | 0 | 0 | 0 | 0 | 0 | Renovus Solar | 1 | 2018-01-20 | 2022-03-07
564 | 617 | 633 | Mecklenburg Solar |  | Mecklenburg Solar | Mecklenburg Solar |  |  | C - Central | Solar PV | 2334.72 | 0 | 0 | 0 | 0 | 0 | 0 | 0 | 0 | 0 | 0 | 0 | Renovus Solar | 1 | 2018-01-20 | 2023-06-08
565 | 618 | 557 | SUNY ESF |  | SUNY ESF - Steam Turbine | SUNY ESF - Steam Turbine |  |  | C - Central | CHP | 275 | 0 | 0 | 0 | 0 | 0 | 0 | 0 | 0 | 0 | 0 | 0 | VanZelm Engineers | 1 | 2017-12-01 | 2023-03-31 |  |  |  |  | FALSE | FALSE | FALSE |  | FALSE |  | FALSE
566 | 619 | 634 | Albany Broadcasting Co. |  | Albany Broadcasting Co. | Albany Broadcasting Co. |  |  | F - Capital | Solar PV | 2722.2 | 0 | 0 | 0 | 0 | 0 | 0 | 0 | 0 | 0 | 0 | 0 | Dynamic Energy Solutions, LLC | 1 | 2018-02-24 | 2023-07-21
567 | 620 | 635 | Glenwood - Liberty Plaza |  |  |  |  | August 2016 | J - New York City | Energy Storage | 0 | 0 | 100 | 400 | 0 | 0 | 0 | 0 | 0 | 0 | 0 | 0 | Enel X (fka Demand Energy, EnerNOC) | 1 |  |  |  | Con Ed Demand Mgt Program; Demand Charge Reduction |  | TRUE
568 | 621 | 636 | Glenwood - Emerald Green |  |  |  |  | August 2016 | J - New York City | Energy Storage | 0 | 0 | 100 | 400 | 0 | 0 | 0 | 0 | 0 | 0 | 0 | 0 | Enel X (fka Demand Energy, EnerNOC) | 1 |  |  |  | Con Ed Demand Mgt Program; Demand Charge Reduction |  | TRUE
569 | 622 | 637 | Glenwood - Barclay Tower |  |  |  |  | June 2013 | J - New York City | Energy Storage | 0 | 0 | 225 | 2000 | 0 | 0 | 0 | 0 | 0 | 0 | 0 | 0 | Enel X (fka Demand Energy, EnerNOC) | 1 |  |  |  | Con Ed Demand Mgt Program; Demand Charge Reduction |  | FALSE
570 | 623 | 638 | Glenwood - The Brittany |  |  |  |  | August 2016 | J - New York City | Energy Storage | 0 | 0 | 100 | 400 | 0 | 0 | 0 | 0 | 0 | 0 | 0 | 0 | Enel X (fka Demand Energy, EnerNOC) | 1 |  |  |  | Con Ed Demand Mgt Program; Demand Charge Reduction |  | TRUE
571 | 624 | 639 | Glenwood - The Barclay |  |  |  |  | August 2016 | J - New York City | Energy Storage | 0 | 0 | 100 | 400 | 0 | 0 | 0 | 0 | 0 | 0 | 0 | 0 | Enel X (fka Demand Energy, EnerNOC) | 1 |  |  |  | Con Ed Demand Mgt Program; Demand Charge Reduction |  | TRUE
572 | 625 | 640 | Glenwood - Paramount Tower |  |  |  |  | July 2015 | J - New York City | Energy Storage | 0 | 0 | 100 | 400 | 0 | 0 | 0 | 0 | 0 | 0 | 0 | 0 | Enel X (fka Demand Energy, EnerNOC) | 1 |  |  |  | Con Ed Demand Mgt Program; Demand Charge Reduction |  | TRUE
573 | 409 | 422 | Marcus Garvey Apartments | Microgrid |  |  |  | June 2017 | J - New York City | Energy Storage | 0 | 0 | 300 | 1200 | 0 | 0 | 0 | 0 | 0 | 0 | 0 | 0 | Enel X (fka Demand Energy, EnerNOC) | 1 |  |  |  | Con Ed BQDM; Demand Charge Reduction |  | FALSE
574 | 626 | 641 | NYC Health + Hospitals/Jacobi Campus |  | NYC Health + Hospitals/Jacobi Campus |  |  | July 2020 | J - New York City | Energy Storage | 0 | 0 | 100 | 400 | 0 | 0 | 0 | 0 | 0 | 0 | 0 | 0 | UniEnergy Technologies | 1 |  |  |  | Demand Charge Reduction |  | FALSE
575 | 627 | 642 | Glenwood - Crystal Green |  |  |  |  | December 2017 | J - New York City | Energy Storage | 0 | 0 | 125 | 300 | 0 | 0 | 0 | 0 | 0 | 0 | 0 | 0 | Enel X (fka Demand Energy, EnerNOC) | 1 |  |  |  | Con Ed Demand Mgt Program; Demand Charge Reduction |  | FALSE
576 | 628 | 643 | Glenwood - The Bristol |  |  |  |  | 2016 | J - New York City | Energy Storage | 0 | 0 | 100 | 400 | 0 | 0 | 0 | 0 | 0 | 0 | 0 | 0 | Enel X (fka Demand Energy, EnerNOC) | 1 |  |  |  | Con Ed Demand Mgt Program; Demand Charge Reduction |  | FALSE
577 | 629 | 644 | Glenwood - The Lucerne |  |  |  |  | 2017 | J - New York City | Energy Storage | 0 | 0 | 100 | 400 | 0 | 0 | 0 | 0 | 0 | 0 | 0 | 0 | Enel X (fka Demand Energy, EnerNOC) | 1 |  |  |  | Con Ed Demand Mgt Program; Demand Charge Reduction |  | FALSE
578 | 630 | 645 | Glenwood - Grand Tier |  |  |  |  | 2017 | J - New York City | Energy Storage | 0 | 0 | 100 | 400 | 0 | 0 | 0 | 0 | 0 | 0 | 0 | 0 | Enel X (fka Demand Energy, EnerNOC) | 1 |  |  |  | Con Ed Demand Mgt Program; Demand Charge Reduction |  | FALSE
579 | 631 | 646 | Glenwood - Briar Hill |  |  |  |  | 2017 | J - New York City | Energy Storage | 0 | 0 | 125 | 200 | 0 | 0 | 0 | 0 | 0 | 0 | 0 | 0 | Enel X (fka Demand Energy, EnerNOC) | 1 |  |  |  | Con Ed Demand Mgt Program; Demand Charge Reduction |  | FALSE
580 | 632 | 647 | Glenwood - Hawthorn Park |  |  |  |  | December 2017 | J - New York City | Energy Storage | 0 | 0 | 125 | 500 | 0 | 0 | 0 | 0 | 0 | 0 | 0 | 0 | Enel X (fka Demand Energy, EnerNOC) | 1 |  |  |  | Con Ed Demand Mgt Program; Demand Charge Reduction |  | FALSE
581 | 633 | 648 | Glenwood - The Fairmont |  |  |  |  | December 2017 | J - New York City | Energy Storage | 0 | 0 | 125 | 300 | 0 | 0 | 0 | 0 | 0 | 0 | 0 | 0 | Enel X (fka Demand Energy, EnerNOC) | 1 |  |  |  | Con Ed Demand Mgt Program; Demand Charge Reduction |  | FALSE
582 | 635 | 649 | The Westport |  | Westport | Westport |  |  | J - New York City | CHP | 160 | 815 | 0 | 0 | 0 | 0 | 0 | 0 | 0 | 0 | 0 | 0 | ENER-G Rudox | 1 | 2018-03-27 | 2020-12-04 |  |  | FALSE |  | TRUE | FALSE | FALSE | TRUE | FALSE | Manual | FALSE
583 | 636 | 650 | 7-Eleven |  | 7-Eleven |  |  | October 2013 | J - New York City | Energy Storage | 0 | 0 | 27.2 | 96 | 0 | 0 | 0 | 0 | 0 | 0 | 0 | 0 | ENGIE Storage (fka Green Charge) | 1 |  |  |  | Demand Charge Reduction; Energy Supply Arbitrage - Energy Shifting; EV Charging |  | FALSE
584 | 637 | 651 | UPS Distribution Center |  | UPS A |  |  | October 2014 | J - New York City | Energy Storage | 0 | 0 | 51 | 96 | 0 | 0 | 0 | 0 | 0 | 0 | 0 | 0 | ENGIE Storage (fka Green Charge) | 1 |  |  |  | Demand Charge Reduction; Energy Supply Arbitrage - Energy Shifting |  | TRUE
585 | 637 | 651 | UPS Distribution Center |  | UPS B |  |  | October 2014 | J - New York City | Energy Storage | 0 | 0 | 51 | 96 | 0 | 0 | 0 | 0 | 0 | 0 | 0 | 0 | ENGIE Storage (fka Green Charge) | 1 |  |  |  | Demand Charge Reduction; Energy Supply Arbitrage - Energy Shifting |  | FALSE
586 | 637 | 651 | UPS Distribution Center |  | UPS C |  |  | October 2014 | J - New York City | Energy Storage | 0 | 0 | 51 | 96 | 0 | 0 | 0 | 0 | 0 | 0 | 0 | 0 | ENGIE Storage (fka Green Charge) | 1 |  |  |  | Demand Charge Reduction; Energy Supply Arbitrage - Energy Shifting |  | FALSE
587 | 638 | 652 | Walgreens Store #2122 |  |  |  |  | June 2014 | I - Dunwoodie | Energy Storage | 0 | 0 | 27.2 | 64 | 0 | 0 | 0 | 0 | 0 | 0 | 0 | 0 | ENGIE Storage (fka Green Charge) | 1 |  |  |  | Demand Charge Reduction; Energy Supply Arbitrage - Energy Shifting |  | FALSE
588 | 639 | 653 | AMC Loews Port Chester |  | AMC Loews Port Chester |  |  | May 2018 | I - Dunwoodie | Energy Storage | 0 | 0 | 36 | 72 | 0 | 0 | 0 | 0 | 0 | 0 | 0 | 0 | Stem | 1 |  |  |  | Demand Charge Reduction |  | TRUE
589 | 640 | 654 | Stephentown Spindle |  | Stephentown Spindle |  |  | 2011 | F - Capital | Energy Storage | 0 | 0 | 20000 | 5000 | 0 | 0 | 0 | 0 | 0 | 0 | 0 | 0 | Beacon Power | 1 |  |  |  | NYISO - Frequency Regulation |  | FALSE
590 | 641 | 655 | Monroe County A |  | Monroe County A | Monroe County A |  |  | B - Genessee | Solar PV | 2387.88 | 0 | 0 | 0 | 0 | 0 | 0 | 0 | 0 | 0 | 0 | 0 | Solar Liberty | 1 | 2018-02-11
591 | 642 | 656 | Silver Towers - Kew Gardens |  | Silver Towers | Silver Towers |  |  | J - New York City | CHP | 100 | 613 | 0 | 0 | 0 | 0 | 0 | 0 | 0 | 0 | 0 | 0 | Tecogen, Inc. | 1 | 2017-06-01 |  |  |  | TRUE |  | TRUE | TRUE | TRUE | FALSE | FALSE |  | FALSE
592 | 643 | 665 | Monroe County B |  | Monroe County B | Monroe County B |  |  | B - Genessee | Solar PV | 2387.88 | 0 | 0 | 0 | 0 | 0 | 0 | 0 | 0 | 0 | 0 | 0 | Solar Liberty | 1 | 2018-02-11
593 | 644 | 666 | Monroe County C |  | Monroe County C | Monroe County C |  |  | B - Genessee | Solar PV | 2858.22 | 0 | 0 | 0 | 0 | 0 | 0 | 0 | 0 | 0 | 0 | 0 | Solar Liberty | 1 | 2018-02-11
594 | 645 | 667 | Monroe County D |  | Monroe County D | Monroe County D |  |  | B - Genessee | Solar PV | 2858.22 | 0 | 0 | 0 | 0 | 0 | 0 | 0 | 0 | 0 | 0 | 0 | Solar Liberty | 1 | 2018-02-28
595 | 646 | 668 | Monroe County E |  | Monroe County E | Monroe County E |  |  | B - Genessee | Solar PV | 2823.12 | 0 | 0 | 0 | 0 | 0 | 0 | 0 | 0 | 0 | 0 | 0 | Solar Liberty | 1 | 2018-01-26
596 | 647 | 669 | Oneida County DPW |  | Oneida County - DPW | Oneida County - DPW |  |  | E - Mohawk Valley | Solar PV | 1992.6 | 0 | 0 | 0 | 0 | 0 | 0 | 0 | 0 | 0 | 0 | 0 | Tesla Energy Operations, Inc. | 1 | 2018-04-05
597 | 648 | 670 | Jefferson-Lewis BOCES |  | Jefferson-Lewis BOCES - 66656 | Jefferson-Lewis BOCES - 66656 |  |  | E - Mohawk Valley | Solar PV | 2630.61 | 0 | 0 | 0 | 0 | 0 | 0 | 0 | 0 | 0 | 0 | 0 | Cypress Creek Renewables | 1 | 2018-04-06 | 2022-04-26
598 | 649 | 671 | Interfaith Medical Center |  | Interfaith Medical Center | Interfaith Medical Center |  |  | J - New York City | CHP | 300 | 1839 | 0 | 0 | 0 | 0 | 0 | 0 | 0 | 0 | 0 | 0 | Tecogen, Inc. | 3 | 2018-06-19 |  |  |  | TRUE |  | TRUE | FALSE | FALSE | FALSE | FALSE |  | FALSE
599 | 650 | 672 | Town of Wawarsing |  | Town of Wawarsing | Town of Wawarsing |  |  | G - Hudson Valley | Solar PV | 1123.2 | 0 | 0 | 0 | 0 | 0 | 0 | 0 | 0 | 0 | 0 | 0 | Solar Liberty | 1 | 2018-04-06
600 | 651 | 673 | Best Equities LLC |  | Best Equities LLC - 66674 | Best Equities LLC - 66674 |  |  | J - New York City | Solar PV | 347.14 | 0 | 0 | 0 | 0 | 0 | 0 | 0 | 0 | 0 | 0 | 0 | HESP Solar | 1 | 2018-03-29
601 | 652 | 674 | Town of Greece |  | Town of Greece | Town of Greece |  |  | B - Genessee | Solar PV | 286.65 | 0 | 0 | 0 | 0 | 0 | 0 | 0 | 0 | 0 | 0 | 0 | Solar Liberty | 1 | 2018-02-13
602 | 653 | 675 | J Kings Food Service 1 |  | J Kings Food Service 1 - 10524 | J Kings Food Service 1 - 10524 |  |  | K - Long Island | Solar PV | 439.28 | 0 | 0 | 0 | 0 | 0 | 0 | 0 | 0 | 0 | 0 | 0 | EnterSolar, LLC | 1 | 2018-04-11
603 | 654 | 676 | J Kings Food Service 2 |  | J Kings Food Service 2 - 10525 | J Kings Food Service 2 - 10525 |  |  | K - Long Island | Solar PV | 331.84 | 0 | 0 | 0 | 0 | 0 | 0 | 0 | 0 | 0 | 0 | 0 | EnterSolar, LLC | 1 | 2018-04-11
604 | 655 | 678 | Courtyard New York Downtown Manhattan/World Trade Center Area |  | 133 Greenwich Marriott | 133 Greenwich Marriot |  |  | J - New York City | CHP | 130 | 776 | 0 | 0 | 0 | 0 | 0 | 0 | 0 | 0 | 0 | 0 | RSP Systems | 2 | 2018-04-19 | 2023-03-31 |  |  | FALSE |  | FALSE | FALSE | FALSE | TRUE | FALSE |  | FALSE
605 | 656 | 679 | EVEN Hotel New York - Midtown East |  | Even Hotel | Even Hotel |  |  | J - New York City | CHP | 130 | 776 | 0 | 0 | 0 | 0 | 0 | 0 | 0 | 0 | 0 | 0 | RSP Systems | 2 | 2018-04-19 | 2023-03-31 |  |  | FALSE |  | FALSE | FALSE | FALSE | TRUE | FALSE |  | FALSE
606 | 657 | 657 | Compass Residences |  | Compass Residences | Compass Residences |  |  | J - New York City | CHP | 130 | 776 | 0 | 0 | 0 | 0 | 0 | 0 | 0 | 0 | 0 | 0 | RSP Systems | 2 | 2018-04-19 | 2023-03-31 | Compass Residences 1A/1B |  | FALSE |  | FALSE | FALSE | FALSE | TRUE | FALSE |  | FALSE
607 | 658 | 677 | City of Rochester |  | City of Rochester - 67596 | City of Rochester - 67596 |  |  | B - Genessee | Solar PV | 2635.11 | 0 | 0 | 0 | 0 | 0 | 0 | 0 | 0 | 0 | 0 | 0 | Solar Liberty | 1 | 2018-02-12
608 | 659 | 659 | City of Utica 2 |  | City of Utica 2 - 50970 | City of Utica 2 - 50970 |  |  | E - Mohawk Valley | Solar PV | 1442.7 | 0 | 0 | 0 | 0 | 0 | 0 | 0 | 0 | 0 | 0 | 0 | Greenwood Energy | 1 | 2018-04-09
609 | 660 | 660 | Shames JCC on the Hudson |  | Shames JCC on the Hudson - 83689 | Shames JCC on the Hudson - 83689 |  |  | I - Dunwoodie | Solar PV | 249.04 | 0 | 0 | 0 | 0 | 0 | 0 | 0 | 0 | 0 | 0 | 0 | Green Street Power Partners, LLC | 1 | 2018-04-26
610 | 661 | 661 | Hudson City School District |  | Hudson City School District - 49510 | Hudson City School District - 49510 |  |  | F - Capital | Solar PV | 1221.12 | 0 | 0 | 0 | 0 | 0 | 0 | 0 | 0 | 0 | 0 | 0 | Tesla Energy Operations, Inc. | 1 | 2018-04-10
611 | 662 | 662 | College of Mount St. Vincent |  | College of Mount St. Vincent - 66662 | College of Mount St. Vincent - 66662 |  |  | J - New York City | Solar PV | 532.53 | 0 | 0 | 0 | 0 | 0 | 0 | 0 | 0 | 0 | 0 | 0 | Tesla Energy Operations, Inc. | 1 | 2018-04-10 | 2022-03-09
612 | 663 | 663 | Warwick Valley Central School District |  | Warwick Valley Central School District - 80196 | Warwick Valley Central School District - 80196 |  |  | G - Hudson Valley | Solar PV | 2438.46 | 0 | 0 | 0 | 0 | 0 | 0 | 0 | 0 | 0 | 0 | 0 | ConEdison Solutions | 1 | 2018-02-22
613 | 664 | 664 | Onondaga County Jamesville Penitentiary |  | Onondaga County Jamesville Penitentiary - 49840 | Onondaga County Jamesville Penitentiary - 49840 |  |  | C - Central | Solar PV | 2468.67 | 0 | 0 | 0 | 0 | 0 | 0 | 0 | 0 | 0 | 0 | 0 | Tesla Energy Operations, Inc. | 1 | 2018-04-10
614 | 665 | 680 | Lockheed Martin Syracuse |  |  |  |  | 2016 | C - Central | Energy Storage | 0 | 0 | 1000 | 1400 | 0 | 0 | 0 | 0 | 0 | 0 | 0 | 0 | ENGIE Storage (fka Green Charge) | 1 |  |  |  | Demand Charge Reduction |  | FALSE
615 | 666 | 681 | Red Hook Recreation Center |  | Red Hook Recreation Center |  |  | 2015 | J - New York City | Energy Storage | 0 | 0 | 6 | 21 | 0 | 0 | 0 | 0 | 0 | 0 | 0 | 0 | Global Green | 1 |  |  |  | Coupled with Distr. Gen.; Resiliency |  | FALSE
616 | 667 | 657 | Compass Residences |  | Compass Residences 2A | Compass Residences 2A |  |  | J - New York City | CHP | 65 | 388 | 0 | 0 | 0 | 0 | 0 | 0 | 0 | 0 | 0 | 0 | RSP Systems | 1 | 2018-04-19 | 2023-03-31 |  |  | FALSE |  | FALSE | FALSE | FALSE | TRUE | FALSE |  | FALSE
617 | 668 | 657 | Compass Residences |  | Compass Residences 2B | Compass Residences 2B |  |  | J - New York City | CHP | 65 | 388 | 0 | 0 | 0 | 0 | 0 | 0 | 0 | 0 | 0 | 0 | RSP Systems | 1 | 2018-04-19 | 2023-03-31 |  |  | FALSE |  | FALSE | FALSE | FALSE | TRUE | FALSE |  | FALSE
618 | 669 | 682 | Riverwalk Point |  | Riverwalk 7 | Riverwalk 7 |  |  | J - New York City | CHP | 65 | 388 | 0 | 0 | 0 | 0 | 0 | 0 | 0 | 0 | 0 | 0 | RSP Systems | 1 | 2018-04-19 | 2023-03-31 |  |  | FALSE |  | FALSE | FALSE | FALSE | TRUE | FALSE |  | FALSE
619 | 670 | 683 | One North Fourth |  | 1 North 4th Place | 1 North 4th Place |  |  | J - New York City | CHP | 200 | 811 | 0 | 0 | 0 | 0 | 0 | 0 | 0 | 0 | 0 | 0 | RSP Systems | 1 | 2018-04-19 | 2023-03-31 |  |  | FALSE |  | FALSE | FALSE | FALSE | TRUE | FALSE |  | FALSE
620 | 671 | 684 | Hudson Yards New York |  | Hudson Yards Tower C | Hudson Yards Tower C |  |  | J - New York City | CHP | 1200 | 5248.8 | 0 | 0 | 0 | 0 | 0 | 0 | 0 | 0 | 0 | 0 | RSP Systems | 6 | 2018-04-19 | 2023-03-31 |  |  | TRUE |  | FALSE | FALSE | FALSE | TRUE | FALSE |  | FALSE
621 | 672 | 685 | The Parkline |  | 626 Flatbush Avenue | 626 Flatbush Avenue |  |  | J - New York City | CHP | 65 | 388 | 0 | 0 | 0 | 0 | 0 | 0 | 0 | 0 | 0 | 0 | RSP Systems | 1 | 2018-04-19 | 2023-03-31 |  |  | TRUE |  | FALSE | FALSE | FALSE | TRUE | FALSE |  | FALSE
622 | 673 | 686 | Morris Avenue Apartments |  | Morris Avenue Apartments | Morris Avenue Apartments |  |  | J - New York City | CHP | 65 | 388 | 0 | 0 | 0 | 0 | 0 | 0 | 0 | 0 | 0 | 0 | RSP Systems | 1 | 2018-04-19 | 2023-03-31 |  |  | FALSE |  | FALSE | FALSE | FALSE | TRUE | FALSE |  | FALSE
623 | 674 | 687 | Birchwood Towers - The Bel Air |  | 66-36 Yellowstone | 66-36 Yellowstone |  |  | J - New York City | CHP | 130 | 776 | 0 | 0 | 0 | 0 | 0 | 0 | 0 | 0 | 0 | 0 | RSP Systems | 2 | 2018-04-19 | 2023-03-31 |  |  | TRUE |  | FALSE | FALSE | FALSE | TRUE | FALSE |  | FALSE
624 | 675 | 688 | Hunters Point South A | Hunters Point South A | Hunters Point South A | Hunters Point South A |  |  | J - New York City | CHP | 130 | 776 | 0 | 0 | 0 | 0 | 0 | 0 | 0 | 0 | 0 | 0 | RSP Systems | 2 | 2018-04-19 | 2021-12-07 |  |  | FALSE |  | FALSE | FALSE | FALSE | TRUE | FALSE |  | FALSE
625 | 676 | 689 | Fordham University | Fordham University - 41220A | Fordham University - 41220A | Fordham University - 41220A |  |  | J - New York City | Solar PV | 2600.32 | 0 | 0 | 0 | 0 | 0 | 0 | 0 | 0 | 0 | 0 | 0 | EnterSolar, LLC | 1 | 2018-05-16
626 | 680 | 692 | Fordham Prep School | Fordham Prep School - 73337 | Fordham Prep School - 73337 | Fordham Prep School - 73337 |  |  | J - New York City | Solar PV | 499.8 | 0 | 0 | 0 | 0 | 0 | 0 | 0 | 0 | 0 | 0 | 0 | EnterSolar, LLC | 1 | 2018-05-16
627 | 678 | 690 | Riu Plaza NE | Riu Hotel New York | Riu Hotel New York | Riu Hotel New York |  |  | J - New York City | CHP | 325 | 1940 | 0 | 0 | 0 | 0 | 0 | 0 | 0 | 0 | 0 | 0 | RSP Systems | 5 | 2018-04-19 | 2023-03-31 |  |  | FALSE |  |  |  |  | TRUE |  |  | FALSE
628 | 679 | 691 | Riu Plaza New York Times Square Hotel | Riu Hotel Times Square | Riu Hotel Times Square | Riu Hotel Times Square |  |  | J - New York City | CHP | 130 | 776 | 0 | 0 | 0 | 0 | 0 | 0 | 0 | 0 | 0 | 0 | RSP Systems | 2 | 2018-04-19 | 2023-03-31 |  |  | FALSE |  |  |  |  | TRUE |  |  | FALSE
629 | 681 | 693 | River Park Residences | River Park Residences | River Park Residences | River Park Residencees |  |  | J - New York City | CHP | 1000 | 4055 | 0 | 0 | 0 | 0 | 0 | 0 | 0 | 0 | 0 | 0 | RSP Systems | 5 | 2018-04-19 | 2023-03-31 |  |  | FALSE |  |  |  |  | TRUE
630 | 682 | 694 | The San Remo | San Remo | San Remo | San Remo |  |  | J - New York City | CHP | 260 | 1552 | 0 | 0 | 0 | 0 | 0 | 0 | 0 | 0 | 0 | 0 | RSP Systems | 4 | 2018-04-19 | 2023-03-31 |  |  | TRUE |  |  |  |  | TRUE
631 | 683 | 695 | The Excelsior | Excelsior | Excelsior | Excelsior |  |  | J - New York City | CHP | 200 | 1226 | 0 | 0 | 0 | 0 | 0 | 0 | 0 | 0 | 0 | 0 | Tecogen, Inc. | 2 | 2018-06-06 | 2023-03-31 |  |  | FALSE |  |  | TRUE
632 | 685 | 697 | Ulster County | Ulster County - 50768 | Ulster County - 50768 | Ulster County - 50768 |  |  | G - Hudson Valley | Solar PV | 1900.8 | 0 | 0 | 0 | 0 | 0 | 0 | 0 | 0 | 0 | 0 | 0 | Tesla Energy Operations, Inc. | 1 | 2018-05-14 | 2021-01-31
633 | 686 | 698 | Time Warner Cable | Time Warner Cable - 49513 | Time Warner Cable - 49513 | Time Warner Cable - 49513 |  |  | C - Central | Solar PV | 2773.98 | 0 | 0 | 0 | 0 | 0 | 0 | 0 | 0 | 0 | 0 | 0 | Tesla Energy Operations, Inc. | 1 | 2018-06-05
634 | 687 | 699 | Lamb-Lakeshore Dairy | Lamb-Lakeshore Dairy | Lamb-Lakeshore Dairy | Lamb-Lakeshore Dairy |  |  | A - West | ADG | 600 | 0 | 0 | 0 | 0 | 0 | 0 | 0 | 0 | 0 | 0 | 0 | EnviTec Biogas USA | 2 | 2018-05-02 | 2020-04-11 | [5 empty] | TRUE |  | TRUE |  | Automatic
635 | 688 | 700 | SUNY New Paltz |  | SUNY New Paltz Elting Gymnasium |  |  | April 2018 | G - Hudson Valley | Energy Storage | 0 | 0 | 100 | 200 | 0 | 0 | 0 | 0 | 0 | 0 | 0 | 0 | Princeton Power Systems | 1 |  |  |  | Coupled with Distr. Gen.; Demand Charge Reduction; Demand Response Programs; Resiliency |  | FALSE
636 | 689 | 701 | Elmira Southside School |  |  |  |  | 2009 | C - Central | Energy Storage | 0 | 0 | 0 | 0 | 190.25 | 104.6375 | 1522 | 837.1 | 0 | 0 | 0 | 0 | BAC (Baltimore Air Coil) | 1 |  |  |  | Demand Charge Reduction |  | FALSE
637 | 690 | 702 | Memorial Sloan Kettering Westchester |  |  |  |  | 2012 | I - Dunwoodie | Energy Storage | 0 | 0 | 0 | 0 | 190.25 | 104.6375 | 1522 | 837.1 | 0 | 0 | 0 | 0 | BAC (Baltimore Air Coil) | 1 |  |  |  | Demand Charge Reduction |  | FALSE
638 | 691 | 703 | Citigroup Headquarters |  |  |  |  | 2016 | J - New York City | Energy Storage | 0 | 0 | 0 | 0 | 1046.375 | 575.5063 | 8371 | 4604.05 | 0 | 0 | 0 | 0 | BAC (Baltimore Air Coil) | 1 |  |  |  | Con Ed Demand Mgt Program |  | TRUE
639 | 692 | 704 | Manhattan Center |  | Manhattan Center/Hammerstein Ballroom |  |  |  | J - New York City | Energy Storage | 0 | 0 | 0 | 0 | 350 | 192.5 | 2800 | 1540 | 0 | 0 | 0 | 0 | BAC (Baltimore Air Coil) | 1 |  |  |  | Demand Charge Reduction |  | FALSE
640 | 693 | 705 | SUNY Jefferson Community College |  | SUNY Jefferson Community College |  |  | 2012 | E - Mohawk Valley | Energy Storage | 0 | 0 | 0 | 0 | 160 | 88 | 1280 | 704 | 0 | 0 | 0 | 0 | Trane-CALMAC | 1 |  |  | John W. Deans Collaborative Learning Center | Demand Charge Reduction |  | FALSE
641 | 694 | 706 | Morgan Stanley - NYC |  |  |  |  | 2007 | J - New York City | Energy Storage | 0 | 0 | 0 | 0 | 490 | 269.5 | 3920 | 2156 | 0 | 0 | 0 | 0 | Trane-CALMAC | 1 |  |  |  | Demand Charge Reduction |  | TRUE
642 | 220 | 205 | Morgan Stanley - Purchase |  |  |  |  | 2005 | I - Dunwoodie | Energy Storage | 0 | 0 | 0 | 0 | 1254 | 689.7 | 10032 | 5517.6 | 0 | 0 | 0 | 0 | Trane-CALMAC | 1 |  |  |  | Demand Charge Reduction |  | TRUE
643 | 695 | 707 | Credit Suisse |  |  |  |  | 2005 | J - New York City | Energy Storage | 0 | 0 | 0 | 0 | 656 | 360.8 | 5248 | 2886.4 | 0 | 0 | 0 | 0 | Trane-CALMAC | 1 |  |  |  | Demand Charge Reduction |  | TRUE
644 | 696 | 708 | Regeneron Pharmaceuticals, Inc. | Regeneron Pharmaceuticals, Inc. - 103969 | Regeneron Pharmaceuticals, Inc. - 103969 | Regeneron Pharmaceuticals, Inc. - 103969 |  |  | I - Dunwoodie | Solar PV | 1024.65 | 0 | 0 | 0 | 0 | 0 | 0 | 0 | 0 | 0 | 0 | 0 | Energy In The Bank | 1 | 2018-06-04
645 | 697 | 709 | TIAA |  |  |  |  | 2009 | J - New York City | Energy Storage | 0 | 0 | 0 | 0 | 825 | 453.75 | 6600 | 3630 | 0 | 0 | 0 | 0 | Trane-CALMAC | 1 |  |  |  | Demand Charge Reduction |  | TRUE
646 | 698 | 710 | AXA Equitable Center |  |  |  |  | 2011 | J - New York City | Energy Storage | 0 | 0 | 0 | 0 | 1237.5 | 680.625 | 9900 | 5445 | 0 | 0 | 0 | 0 | Trane-CALMAC | 1 |  |  |  | Demand Charge Reduction |  | TRUE
647 | 699 | 711 | Goldman Sachs Manhattan HQ |  | Goldman Sachs Manhattan HQ |  |  | 2007 | J - New York City | Energy Storage | 0 | 0 | 0 | 0 | 2530 | 1391.5 | 20240 | 11132 | 0 | 0 | 0 | 0 | Trane-CALMAC | 1 |  |  |  | Demand Charge Reduction |  | TRUE
648 | 700 | 712 | Rockefeller Center |  | Rockefeller Center Thermal Storage |  |  | 2008 | J - New York City | Energy Storage | 0 | 0 | 0 | 0 | 1127.5 | 620.125 | 9020 | 4961 | 0 | 0 | 0 | 0 | Trane-CALMAC | 1 |  |  |  | Demand Charge Reduction |  | TRUE
649 | 701 | 713 | 55 Water Street |  |  |  |  | 2012 | J - New York City | Energy Storage | 0 | 0 | 0 | 0 | 2000 | 1100 | 16000 | 8800 | 0 | 0 | 0 | 0 | Trane-CALMAC | 1 |  |  |  | Demand Charge Reduction |  | TRUE
650 | 702 | 714 | 1155 Avenue of the Americas |  | Durst Organization |  |  | 2001 | J - New York City | Energy Storage | 0 | 0 | 0 | 0 | 406 | 223.3 | 3248 | 1786.4 | 0 | 0 | 0 | 0 | Trane-CALMAC | 1 |  |  |  | Demand Charge Reduction |  | FALSE
651 | 703 | 715 | Verizon Building |  | West St Ice Storage Project |  |  | 2013 | J - New York City | Energy Storage | 0 | 0 | 0 | 0 | 1260 | 693 | 10080 | 5544 | 0 | 0 | 0 | 0 | Trane-CALMAC | 1 |  |  |  | Demand Charge Reduction |  | TRUE
652 | 704 | 716 | GE Global Research [Broadalbin] | GE Global Research [Broadalbin] | GE Global Research [Broadalbin] - 50840 | GE Global Research [Broadalbin] - 50840 |  |  | F - Capital | Solar PV | 2984.85 | 0 | 0 | 0 | 0 | 0 | 0 | 0 | 0 | 0 | 0 | 0 | Safari Energy, LLC | 1 | 2018-03-21 | 2022-04-25
653 | 705 | 717 | GE Global Research [Amsterdam A] | GE Global Research [Amsterdam A] | GE Global Research [Amsterdam A] - 67636 | GE Global Research [Amsterdam A] - 67636 |  |  | F - Capital | Solar PV | 2984.85 | 0 | 0 | 0 | 0 | 0 | 0 | 0 | 0 | 0 | 0 | 0 | Safari Energy, LLC | 1 | 2018-03-22 | 2020-09-18
654 | 706 | 718 | GE Global Research [Amsterdam B] | GE Global Research [Amsterdam B] | GE Global Research [Amsterdam B] - 50838 | GE Global Research [Amsterdam B] - 50838 |  |  | F - Capital | Solar PV | 2984.85 | 0 | 0 | 0 | 0 | 0 | 0 | 0 | 0 | 0 | 0 | 0 | Safari Energy, LLC | 1 | 2018-03-17 | 2022-04-25
655 | 707 | 719 | GE Global Research [Delanson A] | GE Global Research [Delanson A] | GE Global Research [Delanson A] - 50841 | GE Global Research [Delanson A] - 50841 |  |  | F - Capital | Solar PV | 2984.85 | 0 | 0 | 0 | 0 | 0 | 0 | 0 | 0 | 0 | 0 | 0 | Safari Energy, LLC | 1 | 2018-03-23 | 2022-04-25
656 | 708 | 720 | GE Global Research [Johnstown A] | GE Global Research [Johnstown A] | GE Global Research [Johnstown A] - 50842 | GE Global Research [Johnstown A] - 50842 |  |  | F - Capital | Solar PV | 2984.85 | 0 | 0 | 0 | 0 | 0 | 0 | 0 | 0 | 0 | 0 | 0 | Safari Energy, LLC | 1 | 2018-01-14 | 2022-04-25
657 | 709 | 721 | GE Global Research [Sharon Springs] | GE Global Research [Sharon Springs] | GE Global Research [Sharon Springs] - 50854 | GE Global Research [Sharon Springs] - 50854 |  |  | F - Capital | Solar PV | 2984.85 | 0 | 0 | 0 | 0 | 0 | 0 | 0 | 0 | 0 | 0 | 0 | Safari Energy, LLC | 1 | 2018-05-01 | 2021-07-25
658 | 710 | 722 | Broome County - 399 Broome Corp Pkwy | Broome County - 399 Broome Corp Pkwy - PV Systems | Broome County - 399 Broome Corp Pkwy - 50789 | Broome County - 399 Broome Corp Pkwy - 50789 |  |  | C - Central | Solar PV | 2791.86 | 0 | 0 | 0 | 0 | 0 | 0 | 0 | 0 | 0 | 0 | 0 | Tesla Energy Operations, Inc. | 1 | 2018-07-17
659 | 711 | 723 | Broome County - 375 Broome Corp Pkwy | Broome County - 375 Broome Corp Pkwy - PV Systems | Broome County - 375 Broome Corp Pkwy - 67602 | Broome County - 375 Broome Corp Pkwy - 67602 |  |  | C - Central | Solar PV | 2485.96 | 0 | 0 | 0 | 0 | 0 | 0 | 0 | 0 | 0 | 0 | 0 | Tesla Energy Operations, Inc. | 1 | 2018-07-17
660 | 712 | 724 | Oswego County Fulton | Oswego County Fulton | Oswego County Fulton - 49829 | Oswego County Fulton - 49829 |  |  | C - Central | Solar PV | 2509.14 | 0 | 0 | 0 | 0 | 0 | 0 | 0 | 0 | 0 | 0 | 0 | Tesla Energy Operations, Inc. | 1 | 2018-07-17 | 2022-11-22
663 | 714 | 726 | City of Beacon | City of Beacon | City of Beacon - 49523 | City of Beacon - 49523 |  |  | G - Hudson Valley | Solar PV | 2794.68 | 0 | 0 | 0 | 0 | 0 | 0 | 0 | 0 | 0 | 0 | 0 | BQ Energy Development, LLC | 1 | 2018-07-10
664 | 715 | 727 | Anheuser Busch LLC (NY 15 0107) | Anheuser Busch LLC (NY 15 0107) | Anheuser Busch LLC (NY 15 0107) - 50781 | Anheuser Busch LLC (NY 15 0107) - 50781 |  |  | C - Central | Solar PV | 2756.52 | 0 | 0 | 0 | 0 | 0 | 0 | 0 | 0 | 0 | 0 | 0 | ForeFront Power | 1 | 2018-07-26 | 2020-08-18
665 | 716 | 728 | St. Lawrence University (NY 14 0111) | St. Lawrence University (NY 14 0111) | St. Lawrence University (NY 14 0111) - 67603 | St. Lawrence University (NY 14 0111) - 67603 |  |  | E - Mohawk Valley | Solar PV | 2906.46 | 0 | 0 | 0 | 0 | 0 | 0 | 0 | 0 | 0 | 0 | 0 | ForeFront Power | 1 | 2018-08-03
666 | 717 | 729 | Time Warner Cable Enterprises LLC (NY 14 0188) | Time Warner Cable Enterprises LLC (NY 14 0188) | Time Warner Cable Enterprises LLC (NY 14 0188) - 50793 | Time Warner Cable Enterprises LLC (NY 14 0188) - 50793 |  |  | E - Mohawk Valley | Solar PV | 2843.1 | 0 | 0 | 0 | 0 | 0 | 0 | 0 | 0 | 0 | 0 | 0 | ForeFront Power | 1 | 2018-07-25
667 | 718 | 730 | Glenn Gardens Apartments | Glenn Gardens Apartments | Glenn Gardens | Glenn Gardens |  |  | J - New York City | CHP | 200 | 1400 | 0 | 0 | 0 | 0 | 0 | 0 | 0 | 0 | 0 | 0 | Tecogen, Inc. | 2 | 2018-05-04 | 2020-09-15 |  |  | TRUE |  | TRUE | TRUE | FALSE | FALSE | FALSE | Manual
668 | 719 | 731 | SUNY Poly Perth | SUNY Poly Perth | SUNY Poly Perth 1 North - 51011 | SUNY Poly Perth 1 North - 51011 |  |  | F - Capital | Solar PV | 2600 | 0 | 0 | 0 | 0 | 0 | 0 | 0 | 0 | 0 | 0 | 0 | NextEra Energy | 1 | 2018-03-08
669 | 719 | 731 | SUNY Poly Perth | SUNY Poly Perth | SUNY Poly Perth 2 South - 51018 | SUNY Poly Perth 2 South - 51018 |  |  | F - Capital | Solar PV | 2630 | 0 | 0 | 0 | 0 | 0 | 0 | 0 | 0 | 0 | 0 | 0 | NextEra Energy | 1 | 2018-03-21
671 | 720 | 732 | Wal-Mart Stores Inc. - 8005 Call Pkwy | Wal-Mart Stores Inc. - 8005 Call Pkwy | Wal-Mart Stores Inc. - 8005 Call Pkwy - 50786 | Wal-Mart Stores Inc. - 8005 Call Pkwy - 50786 |  |  | A - West | Solar PV | 2828.15 | 0 | 0 | 0 | 0 | 0 | 0 | 0 | 0 | 0 | 0 | 0 | ForeFront Power | 1 | 2018-07-13 | 2023-03-31
672 | 721 | 733 | Town of Grand Island - 7755 Oak Orchard Road | Town of Grand Island - 7755 Oak Orchard Road | Town of Grand Island - 7755 Oak Orchard Road - 91059 | Town of Grand Island - 7755 Oak Orchard Road - 91059 |  |  | A - West | Solar PV | 2902.44 | 0 | 0 | 0 | 0 | 0 | 0 | 0 | 0 | 0 | 0 | 0 | ForeFront Power | 1 | 2018-07-17
673 | 722 | 734 | Praxair - 8169 Bank Street Road | Praxair - 8169 Bank Street Road | Praxair - 8169 Bank Street Road - 88878 | Praxair - 8169 Bank Street Road - 88878 |  |  | A - West | Solar PV | 2828.15 | 0 | 0 | 0 | 0 | 0 | 0 | 0 | 0 | 0 | 0 | 0 | ForeFront Power | 1 | 2018-07-26
674 | 723 | 735 | Barton Mines Company, LLC - 28 Barton Mines Lane | Barton Mines Company, LLC - 28 Barton Mines Lane | Barton Mines Company, LLC - 28 Barton Mines Lane - 49538 | Barton Mines Company, LLC - 28 Barton Mines Lane - 49538 |  |  | F - Capital | Solar PV | 2692.8 | 0 | 0 | 0 | 0 | 0 | 0 | 0 | 0 | 0 | 0 | 0 | groSolar | 1 | 2018-08-09
675 | 724 | 736 | General Electric (19th Hole Solar) | General Electric (19th Hole Solar) | General Electric 1 (19th Hole Solar Northwest) - 51010 | General Electric 1 (19th Hole Solar Northwest) - 51010 |  |  | F - Capital | Solar PV | 2630 | 0 | 0 | 0 | 0 | 0 | 0 | 0 | 0 | 0 | 0 | 0 | Next Era Energy Resources (formerly SEC LHNY Solar One, LLC) | 1 | 2018-02-13
676 | 724 | 736 | General Electric (19th Hole Solar) | General Electric (19th Hole Solar) | General Electric 2 (19th Hole Solar Southwest) - 51012 | General Electric 2 (19th Hole Solar Southwest) - 51012 |  |  | F - Capital | Solar PV | 2630 | 0 | 0 | 0 | 0 | 0 | 0 | 0 | 0 | 0 | 0 | 0 | Next Era Energy Resources (formerly SEC LHNY Solar One, LLC) | 1 | 2018-02-13
677 | 724 | 736 | General Electric (19th Hole Solar) | General Electric (19th Hole Solar) | General Electric 3 (19th Hole Solar Northeast) - 51013 | General Electric 3 (19th Hole Solar Northeast) - 51013 |  |  | F - Capital | Solar PV | 2630 | 0 | 0 | 0 | 0 | 0 | 0 | 0 | 0 | 0 | 0 | 0 | Next Era Energy Resources (formerly SEC LHNY Solar One, LLC) | 1 | 2018-02-13
678 | 724 | 736 | General Electric (19th Hole Solar) | General Electric (19th Hole Solar) | General Electric 4 (19th Hole Solar Southeast) - 51017 | General Electric 4 (19th Hole Solar Southeast) - 51017 |  |  | F - Capital | Solar PV | 2570 | 0 | 0 | 0 | 0 | 0 | 0 | 0 | 0 | 0 | 0 | 0 | Next Era Energy Resources (formerly SEC LHNY Solar One, LLC) | 1 | 2018-02-13
679 | 725 | 737 | NYU Langone Medical Center | NYU Langone Medical Center | NYU Langone Medical Center | NYU Langone Medical Center |  |  | J - New York City | CHP | 9820 | 127000 | 0 | 0 | 0 | 0 | 0 | 0 | 0 | 0 | 0 | 0 | Gotham Energy 360 LLC | 3 | 2018-05-25 | 2021-03-15 | [7 empty] | TRUE
680 | 726 | 738 | Daroga Power - 2016 Pitkin Ave | Daroga Power - 2016 Pitkin Ave | Daroga Power - 2016 Pitkin Ave - 95306 | Daroga Power - 2016 Pitkin Ave - 95306 |  |  | J - New York City | Solar PV | 414.75 | 0 | 0 | 0 | 0 | 0 | 0 | 0 | 0 | 0 | 0 | 0 | EnterSolar, LLC | 1 | 2018-08-01 |  | Brooklyn Solar 1
681 | 727 | 739 | Finger Lakes Extrusion Corporation - 2437 Route 21 | Finger Lakes Extrusion Corporation - 2437 Route 21 | Finger Lakes Extrusion Corporation - 2437 Route 21 - 81019 | Finger Lakes Extrusion Corporation - 2437 Route 21 - 81019 |  |  | B - Genessee | Solar PV | 555.56 | 0 | 0 | 0 | 0 | 0 | 0 | 0 | 0 | 0 | 0 | 0 | O'Connell Electric | 1 | 2018-08-22 | 2022-04-25
682 | 728 | 740 | Columbia University - 124 Johnson Road | Columbia University - 124 Johnson Road | Columbia University - 124 Johnson Road - 67584 | Columbia University - 124 Johnson Road - 67584 |  |  | G - Hudson Valley | Solar PV | 2902 | 0 | 0 | 0 | 0 | 0 | 0 | 0 | 0 | 0 | 0 | 0 | ForeFront Power | 1 | 2018-07-22
684 | 729 | 741 | Columbia University - 234 State Line Road | Columbia University - 234 State Line Road | Columbia University - 234 State Line Road - 50776 | Columbia University - 234 State Line Road - 50776 |  |  | G - Hudson Valley | Solar PV | 2902 | 0 | 0 | 0 | 0 | 0 | 0 | 0 | 0 | 0 | 0 | 0 | ForeFront Power | 1 | 2018-08-11
685 | 730 | 742 | City of Utica - 583A Five Mile Line Road | City of Utica - 583A Five Mile Line Road | City of Utica - 583A Five Mile Line Road - 49518 | City of Utica - 583A Five Mile Line Road - 49518 |  |  | E - Mohawk Valley | Solar PV | 1981.44 | 0 | 0 | 0 | 0 | 0 | 0 | 0 | 0 | 0 | 0 | 0 | Borrego Solar (formerly SEC Newco, LLC) | 1 | 2018-08-24 | 2022-07-04
686 | 731 | 743 | Onondaga County Oak Orchard WWTP - 4300 Oak Orchard Road | Onondaga County Oak Orchard WWTP - 4300 Oak Orchard Road | Onondaga County Oak Orchard WWTP - 4300 Oak Orchard Road - 37867 | Onondaga County Oak Orchard WWTP - 4300 Oak Orchard Road - 37867 |  |  | C - Central | Solar PV | 2522.96 | 0 | 0 | 0 | 0 | 0 | 0 | 0 | 0 | 0 | 0 | 0 | Tesla Energy Operations, Inc. | 1 | 2018-08-31
687 | 732 | 745 | Cornell University - 1 Main Street | Cornell University - 1 Main Street | Cornell University - 1 Main Street - 80445 | Cornell University - 1 Main Street - 80445 |  |  | J - New York City | Solar PV | 847.67 | 0 | 0 | 0 | 0 | 0 | 0 | 0 | 0 | 0 | 0 | 0 | EnterSolar, LLC | 1 | 2018-09-04 | 2023-03-31
688 | 71 | 58 | Ultra-Flex |  | Transcontinental Ultra Flex Inc. | Transcontinental Ultra Flex Inc. |  |  | J - New York City | CHP | 625 | 3900 | 0 | 0 | 0 | 0 | 0 | 0 | 0 | 0 | 0 | 0 | Tecogen, Inc. | 5 | 2018-07-01 | 2023-03-31 |  |  | FALSE |  |  | TRUE | TRUE | TRUE
689 | 733 | 746 | Erie County (Alden) - 11581 Walden Avenue | Erie County (Alden) - 11581 Walden Avenue | Erie County (Alden) - 11581 Walden Avenue - 50852 | Erie County (Alden) - 11581 Walden Avenue - 50852 |  |  | A - West | Solar PV | 2461.09 | 0 | 0 | 0 | 0 | 0 | 0 | 0 | 0 | 0 | 0 | 0 | Greenskies Renewable Energy LLC | 1 | 2018-06-16
690 | 734 | 747 | County of Lewis - 5252 Outer Stowe Street | County of Lewis - 5252 Outer Stowe Street | County of Lewis - 5252 Outer Stowe Street - 50769 | County of Lewis - 5252 Outer Stowe Street - 50769 |  |  | E - Mohawk Valley | Solar PV | 2461.09 | 0 | 0 | 0 | 0 | 0 | 0 | 0 | 0 | 0 | 0 | 0 | Greenskies Renewable Energy LLC | 1 | 2018-05-11
691 | 688 | 700 | SUNY New Paltz |  | SUNY New Paltz - 41213 | SUNY New Paltz - 41213 |  |  | G - Hudson Valley | Solar PV | 218.08 | 0 | 0 | 0 | 0 | 0 | 0 | 0 | 0 | 0 | 0 | 0 | Solar Liberty | 1 | 2018-04-26
692 | 736 | 749 | Mather Hospital |  | Mather Hospital |  |  | 2017 | K - Long Island | Energy Storage | 0 | 0 | 0 | 0 | 1500 | 825 | 12000 | 6600 | 0 | 0 | 0 | 0 | Trane-CALMAC | 1 |  |  |  | Demand Charge Reduction |  | FALSE
694 | 737 | 750 | Brooklyn Army Terminal |  | Brooklyn Army Terminal Demo |  |  | April 2014 | J - New York City | Energy Storage | 0 | 0 | 100 | 720 | 0 | 0 | 0 | 0 | 0 | 0 | 0 | 0 | Princeton Power Systems | 1 |  |  |  | Demand Response Programs; Resiliency |  | FALSE
695 | 738 | 751 | Cornell University Weinhold Chilled Water Plant |  |  |  |  | 1991 | C - Central | Energy Storage | 0 | 0 | 0 | 0 | 3750 | 2062.5 | 30000 | 16500 | 0 | 0 | 0 | 0 |  | 1 |  |  |  | Demand Charge Reduction |  | FALSE
696 | 739 | 752 | East Hampton Energy Storage Center |  | East Hampton Energy Storage Center |  |  | August 2018 | K - Long Island | Energy Storage | 0 | 0 | 5000 | 40000 | 0 | 0 | 0 | 0 | 0 | 0 | 0 | 0 | NextEra Energy | 1 |  |  |  | Resiliency; Utility Peak Reduction |  | FALSE
697 | 740 | 753 | 5813B Route 30 | SUNY Polytechnic 1 of 5 - 5813B Route 30 | 5813B Route 30 - 98161A | 5813B Route 30 - 98161A |  |  | F - Capital | Solar PV | 2755.62 | 0 | 0 | 0 | 0 | 0 | 0 | 0 | 0 | 0 | 0 | 0 | Minaville South Solar 1, LLC | 1 | 2018-06-28 | 2022-07-08
698 | 741 | 754 | 5813E Route 30 | SUNY Polytechnic 2 of 5 - 5813C Route 30 | 5813E Route 30 - 98160A | 5813E Route 30 - 98160A |  |  | F - Capital | Solar PV | 2789.64 | 0 | 0 | 0 | 0 | 0 | 0 | 0 | 0 | 0 | 0 | 0 | Minaville West Solar 1, LLC | 1 | 2018-06-28 | 2022-07-08
699 | 742 | 755 | 5813A Route 30 | SUNY Polytechnic 3 of 5 - 5813A Route 30 | 5813A Route 30 - 98158A | 5813A Route 30 - 98158A |  |  | F - Capital | Solar PV | 2755.62 | 0 | 0 | 0 | 0 | 0 | 0 | 0 | 0 | 0 | 0 | 0 | Minaville South Solar 1, LLC | 1 | 2018-06-28 | 2022-07-08 | SUNY Polytechnic 3 of 5
700 | 743 | 756 | SUNY RF, on behalf of SUNY Polytechnic - 218 Buckley Road | SUNY RF, on behalf of SUNY Polytechnic - 218 Buckley Road | SUNY RF, on behalf of SUNY Polytechnic 6 - 218 Buckley Road - 98163A | SUNY RF, on behalf of SUNY Polytechnic 6 - 218 Buckley Road - 98163A |  |  | F - Capital | Solar PV | 2828.8 | 0 | 0 | 0 | 0 | 0 | 0 | 0 | 0 | 0 | 0 | 0 | Buckley Road West Solar 1, LLC | 1 | 2018-07-10
701 | 743 | 756 | SUNY RF, on behalf of SUNY Polytechnic - 218 Buckley Road | SUNY RF, on behalf of SUNY Polytechnic - 218 Buckley Road | SUNY RF, on behalf of SUNY Polytechnic 7 - 218 Buckley Road - 98164A | SUNY RF, on behalf of SUNY Polytechnic 7 - 218 Buckley Road - 98164A |  |  | F - Capital | Solar PV | 2828.8 | 0 | 0 | 0 | 0 | 0 | 0 | 0 | 0 | 0 | 0 | 0 | Buckley Road West Solar 1, LLC | 1 | 2018-07-10 | 2023-03-31
702 | 744 | 757 | SUNY RF, on behalf of SUNY Polytechnic 11 - Old Stage Road | SUNY RF, on behalf of SUNY Polytechnic 11 - Old Stage Road | SUNY RF, on behalf of SUNY Polytechnic 11 - Old Stage Road - 98168A | SUNY RF, on behalf of SUNY Polytechnic 11 - Old Stage Road - 98168A |  |  | F - Capital | Solar PV | 2828.8 | 0 | 0 | 0 | 0 | 0 | 0 | 0 | 0 | 0 | 0 | 0 | Old Stage Road Solar 1, LLC | 1 | 2018-08-31 | 2021-05-13
703 | 745 | 758 | SUNY RF, on behalf of SUNY Polytechnic 12 - 0 Greenmount Cemetery | SUNY RF, on behalf of SUNY Polytechnic 12 - 0 Greenmount Cemetery | SUNY RF, on behalf of SUNY Polytechnic 12 - 0 Greenmount Cemetery - 98169A | SUNY RF, on behalf of SUNY Polytechnic 12 - 0 Greenmount Cemetery - 98169A |  |  | F - Capital | Solar PV | 2591.46 | 0 | 0 | 0 | 0 | 0 | 0 | 0 | 0 | 0 | 0 | 0 | Greenmount Lane Solar 1, LLC | 1 | 2018-09-06 | 2022-05-09
704 | 746 | 759 | Greene County - 84 Volunteer Drive | Greene County - 84 Volunteer Drive | Greene County - 84 Volunteer Drive - 85034 | Greene County - 84 Volunteer Drive - 85034 |  |  | G - Hudson Valley | Solar PV | 2271.64 | 0 | 0 | 0 | 0 | 0 | 0 | 0 | 0 | 0 | 0 | 0 | Tesla Energy Operations, Inc. | 1 | 2018-09-13 | 2020-10-08
705 | 747 | 760 | Town of Wawayanda - 80 Ridgebury Hill Road | Town of Wawayanda - 80 Ridgebury Hill Road | Town of Wawayanda - 80 Ridgebury Hill Road - 93602 | Town of Wawayanda - 80 Ridgebury Hill Road - 93602 |  |  | G - Hudson Valley | Solar PV | 442.68 | 0 | 0 | 0 | 0 | 0 | 0 | 0 | 0 | 0 | 0 | 0 | Tesla Energy Operations, Inc. | 1 | 2018-09-25
706 | 748 | 761 | The Research Found - 519 Route 151 (South A) | The Research Found - 519 Route 151 (South A) | The Research Found - 519 Route 151 (South A) - 49806 | The Research Found - 519 Route 151 (South A) - 49806 |  |  | F - Capital | Solar PV | 2432 | 0 | 0 | 0 | 0 | 0 | 0 | 0 | 0 | 0 | 0 | 0 | Oppenheim Solar South, LLC | 1 | 2018-07-03
707 | 749 | 762 | Home Depot #1262 | Home Depot #1262 | Home Depot #1262 | Home Depot #1262 |  |  | F - Capital | Fuel Cell | 210 | 0 | 0 | 0 | 0 | 0 | 0 | 0 | 0 | 0 | 0 | 0 | Bloom Energy | 1 | 2018-10-01 | 2021-09-30
708 | 750 | 763 | Northern Adirondack CSD - 5572 Route 11 | Northern Adirondack CSD - 5572 Route 11 | Northern Adirondack CSD - 5572 Route 11 - 98353A | Northern Adirondack CSD - 5572 Route 11 - 98353A |  |  | D - North | Solar PV | 1656 | 0 | 0 | 0 | 0 | 0 | 0 | 0 | 0 | 0 | 0 | 0 | Cypress Creek Renewables | 1 | 2018-10-06 | 2022-04-25
709 | 751 | 764 | City of Utica Solar Project 1 - 583B Five Mile Line Road | City of Utica Solar Project 1 - 583B Five Mile Line Road | City of Utica Solar Project 1 - 583B Five Mile Line Road - 107456 | City of Utica Solar Project 1 - 583B Five Mile Line Road - 107456 |  |  | E - Mohawk Valley | Solar PV | 2789.64 | 0 | 0 | 0 | 0 | 0 | 0 | 0 | 0 | 0 | 0 | 0 | Borrego Solar (formerly SEC Newco, LLC) | 1 | 2018-10-03
710 | 752 | 765 | Daroga - 2042 Pitkin Ave | Daroga - 2042 Pitkin Ave | Daroga - 2042 Pitkin Ave - 95307 | Daroga - 2042 Pitkin Ave - 95307 |  |  | J - New York City | Solar PV | 749 | 0 | 0 | 0 | 0 | 0 | 0 | 0 | 0 | 0 | 0 | 0 | EnterSolar, LLC | 1 | 2018-10-30 |  | Brooklyn Solar 2
711 | 753 | 766 | Home Depot 1245 - 55 Weyman Avenue | Home Depot 1245 - 55 Weyman Avenue | Home Depot 1245 - 55 Weyman Avenue - 96985 | Home Depot 1245 - 55 Weyman Avenue - 96985 |  |  | J - New York City | Solar PV | 230.4 | 0 | 0 | 0 | 0 | 0 | 0 | 0 | 0 | 0 | 0 | 0 | Tesla Energy Operations, Inc. | 1 | 2018-10-23 | 2020-12-24
712 | 754 | 767 | 519 Route 151 - 519 County Route 151 (North B) | 519 Route 151 - 519 County Route 151 | 519 Route 151 - 519 County Route 151 (North B) - 22979 | 519 Route 151 - 519 County Route 151 (North B) - 22979 |  |  | F - Capital | Solar PV | 1942.56 | 0 | 0 | 0 | 0 | 0 | 0 | 0 | 0 | 0 | 0 | 0 | Borrego Solar (formerly SEC Newco, LLC) | 1 | 2018-08-11 | 2022-07-28
713 | 755 | 768 | Broadalbin-Perth CSD - 1870 County Hwy 107 | Broadalbin-Perth CSD - 1870 County Hwy 107 | Broadalbin-Perth CSD - 1870 County Hwy 107 - 92874 | Broadalbin-Perth CSD - 1870 County Hwy 107 - 92874 |  |  | F - Capital | Solar PV | 1930.5 | 0 | 0 | 0 | 0 | 0 | 0 | 0 | 0 | 0 | 0 | 0 | Solar Liberty | 1 | 2018-08-31
714 | 756 | 769 | Town of Guilderland - 6151 State Hwy 30 | Town of Guilderland - 6151 State Hwy 30 | Town of Guilderland - 6151 State Hwy 30 - 90519 | Town of Guilderland - 6151 State Hwy 30 - 90519 |  |  | F - Capital | Solar PV | 2815.8 | 0 | 0 | 0 | 0 | 0 | 0 | 0 | 0 | 0 | 0 | 0 | ForeFront Power | 1 | 2018-11-07 | 2024-01-11
715 | 757 | 770 | SUNY Poly Selkirk 1 - 59 Speeder Road | SUNY Poly Selkirk 1 - 59 Speeder Road | SUNY Poly Selkirk 1 - 59 Speeder Road - 51009 | SUNY Poly Selkirk 1 - 59 Speeder Road - 51009 |  |  | F - Capital | Solar PV | 2600 | 0 | 0 | 0 | 0 | 0 | 0 | 0 | 0 | 0 | 0 | 0 | NY Sun Zone E2, LLC | 1 | 2018-10-05
716 | 758 | 771 | SUNY Poly Selkirk 2 - 61 Speeder Road | SUNY Poly Selkirk 2 - 61 Speeder Road | SUNY Poly Selkirk 2 - 61 Speeder Road - 51014 | SUNY Poly Selkirk 2 - 61 Speeder Road - 51014 |  |  | F - Capital | Solar PV | 2610 | 0 | 0 | 0 | 0 | 0 | 0 | 0 | 0 | 0 | 0 | 0 | NY Sun Zone E2, LLC | 1 | 2018-10-18
717 | 759 | 772 | SUNY Poly Selkirk 3 - 63 Speeder Road | SUNY Poly Selkirk 3 - 63 Speeder Road | SUNY Poly Selkirk 3 - 63 Speeder Road - 51015 | SUNY Poly Selkirk 3 - 63 Speeder Road - 51015 |  |  | F - Capital | Solar PV | 2600 | 0 | 0 | 0 | 0 | 0 | 0 | 0 | 0 | 0 | 0 | 0 | NY Sun Zone E2, LLC | 1 | 2018-08-31
718 | 760 | 773 | SUNY Poly Selkirk 4 - 65 Speeder Road | SUNY Poly Selkirk 4 - 65 Speeder Road | SUNY Poly Selkirk 4 - 65 Speeder Road - 51016 | SUNY Poly Selkirk 4 - 65 Speeder Road - 51016 |  |  | F - Capital | Solar PV | 2600 | 0 | 0 | 0 | 0 | 0 | 0 | 0 | 0 | 0 | 0 | 0 | NY Sun Zone E2, LLC | 1 | 2018-10-18
719 | 761 | 774 | Pepsi Cola Bottling LLC - 9801 Avenue D | Pepsi Cola Bottling LLC - 9801 Avenue D | Pepsi Cola Bottling LLC - 9801 Avenue D - 102668 | Pepsi Cola Bottling LLC - 9801 Avenue D - 102668 |  |  | J - New York City | Solar PV | 1068.12 | 0 | 0 | 0 | 0 | 0 | 0 | 0 | 0 | 0 | 0 | 0 | OnForce Solar, Inc. | 1 | 2018-10-11 | 2021-09-17
720 | 762 | 775 | Stop and Shop #581 - 2754 Hylan Blvd. | Stop and Shop #581 - 2754 Hylan Blvd. | Stop and Shop #581 - 2754 Hylan Blvd. - 23508 | Stop and Shop #581 - 2754 Hylan Blvd. - 23508 |  |  | J - New York City | Solar PV | 197.945 | 0 | 0 | 0 | 0 | 0 | 0 | 0 | 0 | 0 | 0 | 0 | Real Goods Solar | 1 | 2018-02-22 | 2023-07-15
721 | 763 | 776 | Minisink Solar - 1718 County Route 1 | Minisink Solar - 1718 County Route 1 | Minisink Solar 1 - 1718A County Route 1 - 99714 | Minisink Solar 1 - 1718A County Route 1 - 99714 |  |  | G - Hudson Valley | Solar PV | 2494.8 | 0 | 0 | 0 | 0 | 0 | 0 | 0 | 0 | 0 | 0 | 0 | Borrego Solar (formerly SEC Newco, LLC) | 1 | 2018-12-04
722 | 763 | 776 | Minisink Solar - 1718 County Route 1 | Minisink Solar - 1718 County Route 1 | Minisink Solar 2 - 1718C County Route 1 - 99715 | Minisink Solar 2 - 1718C County Route 1 - 99715 |  |  | G - Hudson Valley | Solar PV | 2795.31 | 0 | 0 | 0 | 0 | 0 | 0 | 0 | 0 | 0 | 0 | 0 | Borrego Solar (formerly SEC Newco, LLC) | 1 | 2018-12-04
723 | 764 | 777 | Home Depot Schenectady #1239 | Home Depot Schenectady #1239 | Home Depot Schenectady #1239 | Home Depot Schenectady #1239 |  |  | F - Capital | Fuel Cell | 210 | 0 | 0 | 0 | 0 | 0 | 0 | 0 | 0 | 0 | 0 | 0 | Bloom Energy | 1 | 2018-10-01 | 2021-09-30
724 | 765 | 778 | Home Depot Albany #1241 | Home Depot Albany #1241 | Home Depot Albany #1241 | Home Depot Albany #1241 |  |  | F - Capital | Fuel Cell | 210 | 0 | 0 | 0 | 0 | 0 | 0 | 0 | 0 | 0 | 0 | 0 | Bloom Energy | 1 | 2018-11-01 | 2021-11-30
725 | 766 | 779 | Home Depot Hawthorne #8456 | Home Depot Hawthorne #8456 | Home Depot Hawthorne #8456 | Home Depot Hawthorne #8456 |  |  | I - Dunwoodie | Fuel Cell | 210 | 0 | 0 | 0 | 0 | 0 | 0 | 0 | 0 | 0 | 0 | 0 | Bloom Energy | 1 | 2018-10-01 | 2021-11-30
726 | 775 | 264 | Rochester Institute of Technology (RIT) | RIT | RIT - 91177 | RIT/KENYON - 1 Lomb Memorial Drive - 91177 |  |  | B - Genessee | Solar PV | 2340 | 0 | 0 | 0 | 0 | 0 | 0 | 0 | 0 | 0 | 0 | 0 | GreenSpark Solar | 1 | 2018-12-12 | 2021-10-04
727 | 767 | 780 | Catlin Solar LLC - 68 Callahan Road | Catlin Solar LLC - 68 Callahan Road | Catlin Solar LLC - 68 Callahan Road - 92204 | Catlin Solar LLC - 68 Callahan Road - 92204 |  |  | C - Central | Solar PV | 1250.89 | 0 | 0 | 0 | 0 | 0 | 0 | 0 | 0 | 0 | 0 | 0 | Renovus Solar | 1 | 2018-12-09
728 | 768 | 781 | Sustainable Energy Developments - 753 Manitou Road | Sustainable Energy Developments - 753 Manitou Road | Sustainable Energy Developments - 753 Manitou Road - 80312 | Sustainable Energy Developments - 753 Manitou Road - 80312 |  |  | B - Genessee | Solar PV | 2695.68 | 0 | 0 | 0 | 0 | 0 | 0 | 0 | 0 | 0 | 0 | 0 | GreenSpark Solar | 1 | 2018-12-13
729 | 769 | 782 | RRH Parma Solar 1, LLC | a | RRH Parma Solar 1, LLC (East) - 88304 | RRH Parma Solar 1, LLC (East) - 88304 |  |  |  | Solar PV | 2743.65 | 0 | 0 | 0 | 0 | 0 | 0 | 0 | 0 | 0 | 0 | 0 | GreenSpark Solar (Formerly SunCommon) | 1 | 2018-12-18 | 2023-03-31
730 | 770 | 782 | RRH Parma Solar 1, LLC | b | RRH Parma Solar 1, LLC (West) - 79817 | RRH Parma Solar 1, LLC (West) - 79817 |  |  |  | Solar PV | 2743.65 | 0 | 0 | 0 | 0 | 0 | 0 | 0 | 0 | 0 | 0 | 0 | GreenSpark Solar (Formerly SunCommon) | 1 | 2018-12-18 | 2023-03-31
731 | 772 | 783 | Norstar Solar, LLC | Norstar Solar, LLC | Norstar Solar, LLC - 68186 | Norstar Solar, LLC - 68186 |  |  | E - Mohawk Valley | Solar PV | 2724.48 | 0 | 0 | 0 | 0 | 0 | 0 | 0 | 0 | 0 | 0 | 0 | Dynamic Energy Solutions, LLC | 1 | 2018-12-20 | 2023-03-31
732 | 773 | 784 | Miller Road Solar Project LLC | Miller Road Solar Project LLC | Miller Road Solar Project LLC - 78707 | Miller Road Solar Project LLC - 78707 |  |  | F - Capital | Solar PV | 2726.3 | 0 | 0 | 0 | 0 | 0 | 0 | 0 | 0 | 0 | 0 | 0 | Dynamic Energy Solutions, LLC | 1 | 2018-12-20
733 | 774 | 785 | Western Turnpike Solar Project LLC | Western Turnpike Solar Project LLC | Western Turnpike Solar Project LLC - 78739 | Western Turnpike Solar Project LLC - 78739 |  |  | F - Capital | Solar PV | 2762.3 | 0 | 0 | 0 | 0 | 0 | 0 | 0 | 0 | 0 | 0 | 0 | Dynamic Energy Solutions, LLC | 1 | 2018-12-20
734 | 776 | 786 | Home Depot Saratoga Springs #1223 | Home Depot Saratoga Springs #1223 | Home Depot Saratoga Springs #1223 |  |  |  | F - Capital | Fuel Cell | 210 | 0 | 0 | 0 | 0 | 0 | 0 | 0 | 0 | 0 | 0 | 0 | Bloom Energy | 1 | 2018-11-21 | 2021-11-30
735 | 777 | 787 | Queens Center Mall | Queens Center Mall | Queens Center Mall 1 |  |  |  | J - New York City | Fuel Cell | 200 | 0 | 0 | 0 | 0 | 0 | 0 | 0 | 0 | 0 | 0 | 0 | Bloom Energy | 1 | 2018-03-21 | 2021-03-31
736 | 777 | 787 | Queens Center Mall | Queens Center Mall | Queens Center Mall 2 |  |  |  | J - New York City | Fuel Cell | 200 | 0 | 0 | 0 | 0 | 0 | 0 | 0 | 0 | 0 | 0 | 0 | Bloom Energy | 1 | 2018-03-22 | 2021-03-31
737 | 777 | 787 | Queens Center Mall | Queens Center Mall | Queens Center Mall 3 |  |  |  | J - New York City | Fuel Cell | 200 | 0 | 0 | 0 | 0 | 0 | 0 | 0 | 0 | 0 | 0 | 0 | Bloom Energy | 1 | 2018-03-01 | 2021-03-31
738 | 777 | 787 | Queens Center Mall | Queens Center Mall | Queens Center Mall 4 |  |  |  | J - New York City | Fuel Cell | 200 | 0 | 0 | 0 | 0 | 0 | 0 | 0 | 0 | 0 | 0 | 0 | Bloom Energy | 1 | 2018-03-22 | 2021-03-31
739 | 777 | 787 | Queens Center Mall | Queens Center Mall | Queens Center Mall 5 |  |  |  | J - New York City | Fuel Cell | 200 | 0 | 0 | 0 | 0 | 0 | 0 | 0 | 0 | 0 | 0 | 0 | Bloom Energy | 1 | 2018-04-04 | 2021-03-31
740 | 777 | 787 | Queens Center Mall | Queens Center Mall | Queens Center Mall 6 |  |  |  | J - New York City | Fuel Cell | 200 | 0 | 0 | 0 | 0 | 0 | 0 | 0 | 0 | 0 | 0 | 0 | Bloom Energy | 1 | 2018-03-21 | 2021-03-31
741 | 778 | 788 | The Michelangelo Hotel New York |  | 761-779 7TH Ave Condominium - Michaelangelo Hotel | 761-779 7TH Ave Condominium - Michaelangelo Hotel |  |  | J - New York City | CHP | 265 | 1265.5 | 0 | 0 | 0 | 0 | 0 | 0 | 0 | 0 | 0 | 0 | ENER-G Rudox | 1 | 2018-12-22 | 2022-07-20 |  |  |  |  | TRUE
742 | 779 | 789 | Hollygrove Solar, LLC |  | Hollygrove Solar, LLC - 78498 | Hollygrove Solar, LLC - 78498 |  |  | B - Genessee | Solar PV | 2999.745 | 0 | 0 | 0 | 0 | 0 | 0 | 0 | 0 | 0 | 0 | 0 | ForeFront Power | 1 | 2018-12-20
743 | 780 | 790 | Home Depot Clay #6153 |  | Home Depot Clay #6153 | Home Depot Clay #6153 |  |  | C - Central | Fuel Cell | 210 | 0 | 0 | 0 | 0 | 0 | 0 | 0 | 0 | 0 | 0 | 0 | Bloom Energy | 1 | 2018-09-01 | 2021-08-31
744 | 781 | 791 | Howland Solar, LLC |  | Howland Solar, LLC - 80600 | Howland Solar, LLC - 80600 |  |  | C - Central | Solar PV | 3012.24 | 0 | 0 | 0 | 0 | 0 | 0 | 0 | 0 | 0 | 0 | 0 | ForeFront Power | 1 | 2019-01-14 | 2023-08-12
745 | 782 | 792 | Pearl Solar, LLC |  | Pearl Solar, LLC - 81413 | Pearl Solar, LLC - 81413 |  |  | A - West | Solar PV | 2999.745 | 0 | 0 | 0 | 0 | 0 | 0 | 0 | 0 | 0 | 0 | 0 | ForeFront Power | 1 | 2019-01-14 | 2024-03-06 | Muckdog Solar, LLC
746 | 783 | 793 | Pearl Solar II, LLC |  | Pearl Solar II, LLC - 81414 | Pearl Solar II, LLC - 81414 |  |  | A - West | Solar PV | 3009.6 | 0 | 0 | 0 | 0 | 0 | 0 | 0 | 0 | 0 | 0 | 0 | ForeFront Power | 1 | 2019-01-14 | 2023-03-31 | Muckdog II Solar, LLC
747 | 784 | 794 | 141 Verbeck Ave |  | 141 Verbeck Ave - 90995 | ForeFront Power, LLC - 90995 |  |  | F - Capital | Solar PV | 3208.95 | 0 | 0 | 0 | 0 | 0 | 0 | 0 | 0 | 0 | 0 | 0 | ForeFront Power | 1 | 2019-01-14 |  | ForeFront Power, LLC - 90995
748 | 785 | 795 | 20598 Old Rome Road |  | 20598 Old Rome Road - 90998 | ForeFront Power, LLC - 90998 |  |  | E - Mohawk Valley | Solar PV | 3029.4 | 0 | 0 | 0 | 0 | 0 | 0 | 0 | 0 | 0 | 0 | 0 | ForeFront Power | 1 | 2019-01-17 |  | ForeFront Power, LLC - 90998
749 | 786 | 796 | 132 Pattersonville Rynex Corners Rd |  | 132 Pattersonville Rynex Corners Rd - 91062 | 132 Pattersonville Rynex Corners Rd - 91062 |  |  | F - Capital | Solar PV | 3024.27 | 0 | 0 | 0 | 0 | 0 | 0 | 0 | 0 | 0 | 0 | 0 | ForeFront Power | 1 | 2019-01-14 | 2023-11-01 | ForeFront Power, LLC - 91062
750 | 787 | 797 | Home Depot Greenbush #1263 |  | Home Depot Greenbush #1263 | Home Depot Greenbush #1263 |  |  | F - Capital | Fuel Cell | 210 | 0 | 0 | 0 | 0 | 0 | 0 | 0 | 0 | 0 | 0 | 0 | Bloom Energy | 1 | 2018-12-11 | 2021-11-30
751 | 788 | 798 | Home Depot Amsterdam #1289 |  | Home Depot Amsterdam #1289 | Home Depot Amsterdam #1289 |  |  | F - Capital | Fuel Cell | 210 | 0 | 0 | 0 | 0 | 0 | 0 | 0 | 0 | 0 | 0 | 0 | Bloom Energy | 1 | 2018-09-06 | 2021-08-31
752 | 789 | 799 | Home Depot Camillus #1257 |  | Home Depot Camillus #1257 | Home Depot Camillus #1257 |  |  | C - Central | Fuel Cell | 210 | 0 | 0 | 0 | 0 | 0 | 0 | 0 | 0 | 0 | 0 | 0 | Bloom Energy | 1 | 2018-09-06 | 2021-08-31
753 | 790 | 800 | Home Depot Clifton Park #1269 |  | Home Depot Clifton Park #1269 | Home Depot Clifton Park #1269 |  |  | F - Capital | Fuel Cell | 210 | 0 | 0 | 0 | 0 | 0 | 0 | 0 | 0 | 0 | 0 | 0 | Bloom Energy | 1 | 2018-09-01 | 2021-08-31
754 | 791 | 801 | West State Johnstown |  | West State Johnstown North B - 78745 | West State Johnstown North B - 78745 |  |  | F - Capital | Solar PV | 2793.6 | 0 | 0 | 0 | 0 | 0 | 0 | 0 | 0 | 0 | 0 | 0 | Borrego Solar (formerly SEC Newco, LLC) | 1 | 2018-12-20 | 2022-07-28
755 | 792 | 801 | West State Johnstown |  | West State Johnstown South A - 78748 | West State Johnstown South A - 78748 |  |  | F - Capital | Solar PV | 2793.6 | 0 | 0 | 0 | 0 | 0 | 0 | 0 | 0 | 0 | 0 | 0 | Borrego Solar (formerly SEC Newco, LLC) | 1 | 2019-01-12
758 | 795 | 804 | Home A in zip code 10567 |  |  |  |  | November 2017 | I - Dunwoodie | Energy Storage | 0 | 0 | 10 | 0 | 0 | 0 | 0 | 0 | 0 | 0 | 0 | 0 | Tesla, Inc. | 1 | [5 empty] | FALSE
759 | 796 | 805 | Home A in zip code 10583 |  |  |  |  | February 2018 | I - Dunwoodie | Energy Storage | 0 | 0 | 10 | 0 | 0 | 0 | 0 | 0 | 0 | 0 | 0 | 0 | Tesla, Inc. | 1 | [5 empty] | FALSE
760 | 797 | 806 | Home A in zip code 10708 |  |  |  |  | November 2017 | I - Dunwoodie | Energy Storage | 0 | 0 | 15 | 0 | 0 | 0 | 0 | 0 | 0 | 0 | 0 | 0 | Tesla, Inc. | 1 | [5 empty] | FALSE
761 | 798 | 807 | Home B in zip code 11576 |  |  |  |  | February 2018 | K - Long Island | Energy Storage | 0 | 0 | 5 | 0 | 0 | 0 | 0 | 0 | 0 | 0 | 0 | 0 | Tesla, Inc. | 1
762 | 799 | 808 | Home A in zip code 10924 |  |  |  |  | October 2017 | G - Hudson Valley | Energy Storage | 0 | 0 | 5 | 0 | 0 | 0 | 0 | 0 | 0 | 0 | 0 | 0 | Tesla, Inc. | 1 | [5 empty] | FALSE
763 | 800 | 809 | Home A in zip code 10990 |  |  |  |  | June 2017 | G - Hudson Valley | Energy Storage | 0 | 0 | 5 | 0 | 0 | 0 | 0 | 0 | 0 | 0 | 0 | 0 | Tesla, Inc. | 1 | [5 empty] | FALSE
764 | 801 | 810 | Home A in zip code 10913 |  |  |  |  | November 2017 | G - Hudson Valley | Energy Storage | 0 | 0 | 5 | 0 | 0 | 0 | 0 | 0 | 0 | 0 | 0 | 0 | Tesla, Inc. | 1 | [5 empty] | FALSE
765 | 802 | 811 | Home B in zip code 10562 |  |  |  |  | December 2017 | I - Dunwoodie | Energy Storage | 0 | 0 | 10 | 0 | 0 | 0 | 0 | 0 | 0 | 0 | 0 | 0 | Tesla, Inc. | 1 | [5 empty] | FALSE
766 | 803 | 812 | Home A in zip code 10562 |  |  |  |  | December 2017 | I - Dunwoodie | Energy Storage | 0 | 0 | 20 | 0 | 0 | 0 | 0 | 0 | 0 | 0 | 0 | 0 | Tesla, Inc. | 1 | [5 empty] | FALSE
767 | 804 | 813 | Home A in zip code 10956 |  |  |  |  | January 2018 | G - Hudson Valley | Energy Storage | 0 | 0 | 5 | 0 | 0 | 0 | 0 | 0 | 0 | 0 | 0 | 0 | Tesla, Inc. | 1 | [5 empty] | FALSE
768 | 805 | 814 | Home A in zip code 12553 |  |  |  |  | January 2018 | G - Hudson Valley | Energy Storage | 0 | 0 | 5 | 13.5 | 0 | 0 | 0 | 0 | 0 | 0 | 0 | 0 | Tesla, Inc. | 1 |  |  |  | Coupled with Distr. Gen. |  | FALSE
769 | 806 | 815 | Home A in zip code 12590 |  |  |  |  | January 2018 | G - Hudson Valley | Energy Storage | 0 | 0 | 5 | 13.5 | 0 | 0 | 0 | 0 | 0 | 0 | 0 | 0 | Tesla, Inc. | 1 |  |  |  | Coupled with Distr. Gen. |  | FALSE
770 | 807 | 816 | Home A in zip code 12721 |  |  |  |  | December 2017 | E - Mohawk Valley | Energy Storage | 0 | 0 | 5 | 0 | 0 | 0 | 0 | 0 | 0 | 0 | 0 | 0 | Tesla, Inc. | 1 | [5 empty] | FALSE
771 | 808 | 817 | Home A in zip code 10974 |  |  |  |  | December 2017 | G - Hudson Valley | Energy Storage | 0 | 0 | 10 | 0 | 0 | 0 | 0 | 0 | 0 | 0 | 0 | 0 | Tesla, Inc. | 1 | [5 empty] | FALSE
772 | 809 | 818 | Home A in zip code 10940 |  |  |  |  | January 2018 | G - Hudson Valley | Energy Storage | 0 | 0 | 5 | 0 | 0 | 0 | 0 | 0 | 0 | 0 | 0 | 0 | Tesla, Inc. | 1 | [5 empty] | FALSE
773 | 810 | 819 | Home A in zip code 12401 |  |  |  |  | January 2018 | G - Hudson Valley | Energy Storage | 0 | 0 | 5 | 13.5 | 0 | 0 | 0 | 0 | 0 | 0 | 0 | 0 | Tesla, Inc. | 1 |  |  |  | Coupled with Distr. Gen. |  | FALSE
774 | 811 | 820 | Home A in zip code 12486 |  |  |  |  | February 2018 | G - Hudson Valley | Energy Storage | 0 | 0 | 5 | 13.5 | 0 | 0 | 0 | 0 | 0 | 0 | 0 | 0 | Tesla, Inc. | 1 |  |  |  | Coupled with Distr. Gen. |  | FALSE
775 | 812 | 821 | Home A in zip code 12533 |  |  |  |  | February 2018 | G - Hudson Valley | Energy Storage | 0 | 0 | 5 | 13.5 | 0 | 0 | 0 | 0 | 0 | 0 | 0 | 0 | Tesla, Inc. | 1 |  |  |  | Coupled with Distr. Gen. |  | FALSE
776 | 813 | 822 | Home B in zip code 12533 |  |  |  |  | February 2018 | G - Hudson Valley | Energy Storage | 0 | 0 | 5 | 13.5 | 0 | 0 | 0 | 0 | 0 | 0 | 0 | 0 | Tesla, Inc. | 1 |  |  |  | Coupled with Distr. Gen. |  | FALSE
777 | 814 | 823 | Home A in zip code 12414 |  |  |  |  | March 2018 | G - Hudson Valley | Energy Storage | 0 | 0 | 5 | 13.5 | 0 | 0 | 0 | 0 | 0 | 0 | 0 | 0 | Tesla, Inc. | 1 |  |  |  | Coupled with Distr. Gen. |  | FALSE
778 | 815 | 824 | Home B in zip code 12401 |  |  |  |  | September 2018 | G - Hudson Valley | Energy Storage | 0 | 0 | 5 | 13.5 | 0 | 0 | 0 | 0 | 0 | 0 | 0 | 0 | Tesla, Inc. | 1 |  |  |  | Coupled with Distr. Gen. |  | FALSE
779 | 816 | 825 | Home A in zip code 12583 |  |  |  |  | August 2018 | G - Hudson Valley | Energy Storage | 0 | 0 | 5 | 13.5 | 0 | 0 | 0 | 0 | 0 | 0 | 0 | 0 | Tesla, Inc. | 1 |  |  |  | Coupled with Distr. Gen. |  | FALSE
780 | 817 | 826 | Home B in zip code 12538 |  |  |  |  | March 2018 | G - Hudson Valley | Energy Storage | 0 | 0 | 5 | 13.5 | 0 | 0 | 0 | 0 | 0 | 0 | 0 | 0 | Tesla, Inc. | 1 |  |  |  | Coupled with Distr. Gen. |  | FALSE
781 | 818 | 827 | Home A in zip code 12431 |  |  |  |  | July 2018 | G - Hudson Valley | Energy Storage | 0 | 0 | 5 | 13.5 | 0 | 0 | 0 | 0 | 0 | 0 | 0 | 0 | Tesla, Inc. | 1 |  |  |  | Coupled with Distr. Gen. |  | FALSE
782 | 819 | 828 | Home A in zip code 12601 |  |  |  |  | March 2018 | G - Hudson Valley | Energy Storage | 0 | 0 | 5 | 13.5 | 0 | 0 | 0 | 0 | 0 | 0 | 0 | 0 | Tesla, Inc. | 1 |  |  |  | Coupled with Distr. Gen. |  | FALSE
783 | 820 | 829 | Home C in zip code 12533 |  |  |  |  | July 2018 | G - Hudson Valley | Energy Storage | 0 | 0 | 5 | 13.5 | 0 | 0 | 0 | 0 | 0 | 0 | 0 | 0 | Tesla, Inc. | 1 |  |  |  | Coupled with Distr. Gen. |  | FALSE
784 | 821 | 830 | Home C in zip code 12553 |  |  |  |  | April 2018 | G - Hudson Valley | Energy Storage | 0 | 0 | 5 | 13.5 | 0 | 0 | 0 | 0 | 0 | 0 | 0 | 0 | Tesla, Inc. | 1 |  |  |  | Coupled with Distr. Gen. |  | FALSE
785 | 822 | 831 | Home A in zip code 10705 |  |  |  |  | April 2018 | I - Dunwoodie | Energy Storage | 0 | 0 | 5 | 0 | 0 | 0 | 0 | 0 | 0 | 0 | 0 | 0 | Tesla, Inc. | 1 | [5 empty] | FALSE
786 | 823 | 832 | Home A in zip code 10566 |  |  |  |  | April 2018 | H - Millwood | Energy Storage | 0 | 0 | 6 | 0 | 0 | 0 | 0 | 0 | 0 | 0 | 0 | 0 | Tesla, Inc. | 1 | [5 empty] | FALSE
787 | 824 | 833 | Home A in zip code 10552 |  |  |  |  | November 2017 | I - Dunwoodie | Energy Storage | 0 | 0 | 15 | 0 | 0 | 0 | 0 | 0 | 0 | 0 | 0 | 0 | Tesla, Inc. | 1 | [5 empty] | FALSE
789 | 826 | 835 | Home A in zip code 10980 |  |  |  |  | March 2018 | G - Hudson Valley | Energy Storage | 0 | 0 | 7.6 | 0 | 0 | 0 | 0 | 0 | 0 | 0 | 0 | 0 | Tesla, Inc. | 1 | [5 empty] | FALSE
790 | 827 | 836 | Home A in zip code 10930 |  |  |  |  | March 2018 | G - Hudson Valley | Energy Storage | 0 | 0 | 5 | 0 | 0 | 0 | 0 | 0 | 0 | 0 | 0 | 0 | Tesla, Inc. | 1 | [5 empty] | FALSE
791 | 828 | 837 | Home B in zip code 10950 |  |  |  |  | April 2018 | G - Hudson Valley | Energy Storage | 0 | 0 | 5 | 0 | 0 | 0 | 0 | 0 | 0 | 0 | 0 | 0 | Tesla, Inc. | 1 | [5 empty] | FALSE
792 | 829 | 838 | Home A in zip code 10998 |  |  |  |  | April 2018 | G - Hudson Valley | Energy Storage | 0 | 0 | 5 | 0 | 0 | 0 | 0 | 0 | 0 | 0 | 0 | 0 | Tesla, Inc. | 1 | [5 empty] | FALSE
793 | 830 | 839 | Home B in zip code 10974 |  |  |  |  | April 2018 | G - Hudson Valley | Energy Storage | 0 | 0 | 5 | 0 | 0 | 0 | 0 | 0 | 0 | 0 | 0 | 0 | Tesla, Inc. | 1 | [5 empty] | FALSE
794 | 831 | 840 | Home A in zip code 10952 |  |  |  |  | May 2018 | G - Hudson Valley | Energy Storage | 0 | 0 | 15 | 0 | 0 | 0 | 0 | 0 | 0 | 0 | 0 | 0 | Tesla, Inc. | 1 | [5 empty] | FALSE
795 | 832 | 841 | Home A in zip code 10918 |  |  |  |  | April 2018 | G - Hudson Valley | Energy Storage | 0 | 0 | 10 | 0 | 0 | 0 | 0 | 0 | 0 | 0 | 0 | 0 | Tesla, Inc. | 1 | [5 empty] | FALSE
796 | 833 | 842 | Home A in zip code 10950 |  |  |  |  | March 2018 | G - Hudson Valley | Energy Storage | 0 | 0 | 10 | 0 | 0 | 0 | 0 | 0 | 0 | 0 | 0 | 0 | Tesla, Inc. | 1 | [5 empty] | FALSE
797 | 834 | 843 | Home C in zip code 10940 |  |  |  |  | June 2018 | G - Hudson Valley | Energy Storage | 0 | 0 | 5 | 0 | 0 | 0 | 0 | 0 | 0 | 0 | 0 | 0 | Tesla, Inc. | 1 | [5 empty] | FALSE
798 | 835 | 844 | Home B in zip code 10940 |  |  |  |  | March 2018 | G - Hudson Valley | Energy Storage | 0 | 0 | 5 | 0 | 0 | 0 | 0 | 0 | 0 | 0 | 0 | 0 | Tesla, Inc. | 1 | [5 empty] | FALSE
800 | 837 | 846 | Home A in zip code 11967 |  |  |  |  | June 2018 | K - Long Island | Energy Storage | 0 | 0 | 5.52 | 0 | 0 | 0 | 0 | 0 | 0 | 0 | 0 | 0 | Tesla, Inc. | 1 |  |  |  | Coupled with Distr. Gen.
802 | 839 | 848 | Home A in zip code 11709 |  |  |  |  | July 2018 | K - Long Island | Energy Storage | 0 | 0 | 10 | 0 | 0 | 0 | 0 | 0 | 0 | 0 | 0 | 0 | Tesla, Inc. | 1 |  |  |  | Coupled with Distr. Gen.
803 | 840 | 849 | Home A in zip code 11782 |  |  |  |  | May 2018 | K - Long Island | Energy Storage | 0 | 0 | 10 | 0 | 0 | 0 | 0 | 0 | 0 | 0 | 0 | 0 | Tesla, Inc. | 1
804 | 841 | 850 | Home A in zip code 11726 |  |  |  |  | July 2018 | K - Long Island | Energy Storage | 0 | 0 | 15 | 0 | 0 | 0 | 0 | 0 | 0 | 0 | 0 | 0 | Tesla, Inc. | 1
806 | 843 | 852 | Home A in zip code 11952 |  |  |  |  | August 2018 | K - Long Island | Energy Storage | 0 | 0 | 5 | 0 | 0 | 0 | 0 | 0 | 0 | 0 | 0 | 0 | Tesla, Inc. | 1 |  |  |  | Coupled with Distr. Gen.
807 | 844 | 853 | Home A in zip code 12484 |  |  |  |  | March 2018 | G - Hudson Valley | Energy Storage | 0 | 0 | 5 | 13.5 | 0 | 0 | 0 | 0 | 0 | 0 | 0 | 0 | Tesla, Inc. | 1 |  |  |  | Coupled with Distr. Gen. |  | FALSE
808 | 845 | 854 | Home A in zip code 12477 |  |  |  |  | August 2018 | G - Hudson Valley | Energy Storage | 0 | 0 | 5 | 13.5 | 0 | 0 | 0 | 0 | 0 | 0 | 0 | 0 | Tesla, Inc. | 1 | [5 empty] | FALSE
809 | 846 | 855 | Home A in zip code 12440 |  |  |  |  | April 2018 | G - Hudson Valley | Energy Storage | 0 | 0 | 5 | 13.5 | 0 | 0 | 0 | 0 | 0 | 0 | 0 | 0 | Tesla, Inc. | 1 |  |  |  | Coupled with Distr. Gen. |  | FALSE
810 | 847 | 856 | Home A in zip code 10524 |  |  |  |  | August 2018 | G - Hudson Valley | Energy Storage | 0 | 0 | 5 | 13.5 | 0 | 0 | 0 | 0 | 0 | 0 | 0 | 0 | Tesla, Inc. | 1 |  |  |  | Coupled with Distr. Gen. |  | FALSE
811 | 848 | 857 | Home A in zip code 12827 |  |  |  |  | April 2018 | F - Capital | Energy Storage | 0 | 0 | 5 | 0 | 0 | 0 | 0 | 0 | 0 | 0 | 0 | 0 | Tesla, Inc. | 1 | [5 empty] | FALSE
814 | 851 | 860 | Home A in zip code 11930 |  |  |  |  | August 2018 | K - Long Island | Energy Storage | 0 | 0 | 5 | 0 | 0 | 0 | 0 | 0 | 0 | 0 | 0 | 0 | Tesla, Inc. | 1 |  |  |  | Coupled with Distr. Gen.
817 | 854 | 863 | Home A in zip code 11804 |  |  |  |  | August 2018 | K - Long Island | Energy Storage | 0 | 0 | 7.54 | 0 | 0 | 0 | 0 | 0 | 0 | 0 | 0 | 0 | Tesla, Inc. | 1 |  |  |  | Coupled with Distr. Gen.
818 | 855 | 864 | Home B in zip code 11791 |  |  |  |  | July 2018 | K - Long Island | Energy Storage | 0 | 0 | 14.79 | 0 | 0 | 0 | 0 | 0 | 0 | 0 | 0 | 0 | Tesla, Inc. | 1 |  |  |  | Coupled with Distr. Gen.
819 | 856 | 865 | Home A in zip code 11954 |  |  |  |  | September 2018 | K - Long Island | Energy Storage | 0 | 0 | 10 | 0 | 0 | 0 | 0 | 0 | 0 | 0 | 0 | 0 | Tesla, Inc. | 1
820 | 857 | 866 | Home A in zip code 12538 |  |  |  |  | March 2018 | G - Hudson Valley | Energy Storage | 0 | 0 | 15 | 13.5 | 0 | 0 | 0 | 0 | 0 | 0 | 0 | 0 | Tesla, Inc. | 1 | [5 empty] | FALSE
821 | 858 | 867 | Home A in zip code 12428 |  |  |  |  | June 2018 | G - Hudson Valley | Energy Storage | 0 | 0 | 5 | 13.5 | 0 | 0 | 0 | 0 | 0 | 0 | 0 | 0 | Tesla, Inc. | 1 | [5 empty] | FALSE
822 | 859 | 868 | Home A in zip code 12508 |  |  |  |  | May 2018 | G - Hudson Valley | Energy Storage | 0 | 0 | 5 | 13.5 | 0 | 0 | 0 | 0 | 0 | 0 | 0 | 0 | Tesla, Inc. | 1 | [5 empty] | FALSE
823 | 860 | 869 | Home B in zip code 12486 |  |  |  |  | June 2018 | G - Hudson Valley | Energy Storage | 0 | 0 | 5 | 13.5 | 0 | 0 | 0 | 0 | 0 | 0 | 0 | 0 | Tesla, Inc. | 1 | [5 empty] | FALSE
824 | 861 | 870 | Home A in zip code 12433 |  |  |  |  | September 2018 | G - Hudson Valley | Energy Storage | 0 | 0 | 5 | 13.5 | 0 | 0 | 0 | 0 | 0 | 0 | 0 | 0 | Tesla, Inc. | 1 | [5 empty] | FALSE
825 | 862 | 871 | Home B in zip code 10708 |  |  |  |  | May 2018 | I - Dunwoodie | Energy Storage | 0 | 0 | 10 | 0 | 0 | 0 | 0 | 0 | 0 | 0 | 0 | 0 | Tesla, Inc. | 1 | [5 empty] | FALSE
826 | 863 | 872 | Home A in zip code 12571 |  |  |  |  | May 2018 | G - Hudson Valley | Energy Storage | 0 | 0 | 10 | 0 | 0 | 0 | 0 | 0 | 0 | 0 | 0 | 0 | Tesla, Inc. | 1 | [5 empty] | FALSE
827 | 864 | 873 | Home A in zip code 13331 |  |  |  |  | August 2018 | E - Mohawk Valley | Energy Storage | 0 | 0 | 10 | 0 | 0 | 0 | 0 | 0 | 0 | 0 | 0 | 0 | Tesla, Inc. | 1 | [5 empty] | FALSE
831 | 868 | 877 | Home A in zip code 12737 |  |  |  |  | May 2018 | E - Mohawk Valley | Energy Storage | 0 | 0 | 10 | 0 | 0 | 0 | 0 | 0 | 0 | 0 | 0 | 0 | Tesla, Inc. | 1 | [5 empty] | FALSE
839 | 876 | 885 | Home A in zip code 10919 |  |  |  |  | April 2018 | G - Hudson Valley | Energy Storage | 0 | 0 | 20 | 0 | 0 | 0 | 0 | 0 | 0 | 0 | 0 | 0 | Tesla, Inc. | 1 | [5 empty] | FALSE
840 | 877 | 886 | Home A in zip code 11040 |  |  |  |  | May 2018 | K - Long Island | Energy Storage | 0 | 0 | 8.6 | 0 | 0 | 0 | 0 | 0 | 0 | 0 | 0 | 0 | Tesla, Inc. | 1
841 | 878 | 887 | Home A in zip code 11793 |  |  |  |  | June 2018 | K - Long Island | Energy Storage | 0 | 0 | 10 | 0 | 0 | 0 | 0 | 0 | 0 | 0 | 0 | 0 | Tesla, Inc. | 1
843 | 880 | 889 | Home A in zip code 11754 |  |  |  |  | June 2018 | K - Long Island | Energy Storage | 0 | 0 | 10 | 0 | 0 | 0 | 0 | 0 | 0 | 0 | 0 | 0 | Tesla, Inc. | 1
844 | 881 | 890 | Home B in zip code 12508 |  |  |  |  | July 2018 | G - Hudson Valley | Energy Storage | 0 | 0 | 5 | 13.5 | 0 | 0 | 0 | 0 | 0 | 0 | 0 | 0 | Tesla, Inc. | 1 | [5 empty] | FALSE
845 | 882 | 891 | Home B in zip code 12553 |  |  |  |  | January 2018 | G - Hudson Valley | Energy Storage | 0 | 0 | 5 | 13.5 | 0 | 0 | 0 | 0 | 0 | 0 | 0 | 0 | Tesla, Inc. | 1 | [5 empty] | FALSE
846 | 883 | 892 | Home A in zip code 12550 |  |  |  |  | January 2018 | G - Hudson Valley | Energy Storage | 0 | 0 | 5 | 13.5 | 0 | 0 | 0 | 0 | 0 | 0 | 0 | 0 | Tesla, Inc. | 1 | [5 empty] | FALSE
847 | 884 | 893 | Home A in zip code 12572 |  |  |  |  | February 2018 | G - Hudson Valley | Energy Storage | 0 | 0 | 5 | 13.5 | 0 | 0 | 0 | 0 | 0 | 0 | 0 | 0 | Tesla, Inc. | 1 | [5 empty] | FALSE
848 | 885 | 894 | Home B in zip code 12550 |  |  |  |  | March 2018 | G - Hudson Valley | Energy Storage | 0 | 0 | 5 | 13.5 | 0 | 0 | 0 | 0 | 0 | 0 | 0 | 0 | Tesla, Inc. | 1 | [5 empty] | FALSE
849 | 886 | 895 | Home A in zip code 12461 |  |  |  |  | August 2018 | G - Hudson Valley | Energy Storage | 0 | 0 | 5 | 13.5 | 0 | 0 | 0 | 0 | 0 | 0 | 0 | 0 | Tesla, Inc. | 1 | [5 empty] | FALSE
850 | 887 | 896 | Home A in zip code 10994 |  |  |  |  | February 2018 | G - Hudson Valley | Energy Storage | 0 | 0 | 5 | 0 | 0 | 0 | 0 | 0 | 0 | 0 | 0 | 0 | Sunrun | 1 | [5 empty] | FALSE
853 | 890 | 899 | Home Depot Utica/New Hartford #1254 |  | Home Depot Utica/New Hartford #1254 | Home Depot Utica/New Hartford #1254 |  |  | E - Mohawk Valley | Fuel Cell | 210 | 0 | 0 | 0 | 0 | 0 | 0 | 0 | 0 | 0 | 0 | 0 | Bloom Energy | 1 | 2018-10-03 | 2021-09-30
854 | 891 | 900 | Home Depot Cicero #1235 |  | Home Depot Cicero #1235 | Home Depot Cicero #1235 |  |  | C - Central | Fuel Cell | 210 | 0 | 0 | 0 | 0 | 0 | 0 | 0 | 0 | 0 | 0 | 0 | Bloom Energy | 1 | 2018-09-05 | 2021-08-31
855 | 892 | 901 | Home Depot Dewitt/East Syracuse #1236 |  | Home Depot Dewitt/East Syracuse #1236 | Home Depot Dewitt/East Syracuse #1236 |  |  | C - Central | Fuel Cell | 210 | 0 | 0 | 0 | 0 | 0 | 0 | 0 | 0 | 0 | 0 | 0 | Bloom Energy | 1 | 2018-12-20 | 2021-11-30
856 | 893 | 902 | SUNY RF, on behalf of SUNY Polytechnic - 258 Elmwood Ave |  | SUNY RF, on behalf of SUNY Polytechnic 8 - 98165 | SUNY RF, on behalf of SUNY Polytechnic 8 - 98165 |  |  | F - Capital | Solar PV | 2828.8 | 0 | 0 | 0 | 0 | 0 | 0 | 0 | 0 | 0 | 0 | 0 | Borrego Solar (formerly SEC Newco, LLC) | 1 | 2018-12-20 | 2022-09-19
857 | 894 | 902 | SUNY RF, on behalf of SUNY Polytechnic - 258 Elmwood Ave |  | SUNY RF, on behalf of SUNY Polytechnic 9 - 98166 | SUNY RF, on behalf of SUNY Polytechnic 9 - 98166 |  |  | F - Capital | Solar PV | 2805.12 | 0 | 0 | 0 | 0 | 0 | 0 | 0 | 0 | 0 | 0 | 0 | Borrego Solar (formerly SEC Newco, LLC) | 1 | 2018-12-20
858 | 895 | 231 | Oakwood Health Care Center | Storage System |  |  |  | 2001 | A - West | Energy Storage | 0 | 0 | 0 | 0 | 360 | 198 | 2880 | 1584 | 0 | 0 | 0 | 0 | Trane-CALMAC | 1 |  |  |  | Demand Charge Reduction |  | FALSE
859 | 896 | 903 | Delaware River Solar - Millard Hill Road |  | Delaware River Solar - Millard Hill Road - 100410 | Delaware River Solar - Millard Hill Road - 100410 |  |  | C - Central | Solar PV | 2494.7 | 0 | 0 | 0 | 0 | 0 | 0 | 0 | 0 | 0 | 0 | 0 | Delaware River Solar | 1 | 2018-12-27
860 | 897 | 903 | Delaware River Solar - Millard Hill Road |  | Delaware River Solar - Millard Hill Road (#2) - 103075 | Delaware River Solar - Millard Hill Road (#2) - 103075 |  |  | C - Central | Solar PV | 2494.7 | 0 | 0 | 0 | 0 | 0 | 0 | 0 | 0 | 0 | 0 | 0 | Delaware River Solar | 1 | 2018-12-27
861 | 898 | 903 | Delaware River Solar - Millard Hill Road |  | Delaware River Solar - Millard Hill Road (#3) - 103076 | Delaware River Solar - Millard Hill Road (#3) - 103076 |  |  | C - Central | Solar PV | 2494.7 | 0 | 0 | 0 | 0 | 0 | 0 | 0 | 0 | 0 | 0 | 0 | Delaware River Solar | 1 | 2018-12-27
862 | 899 | 904 | Delaware River Solar - Turner Road |  | Delaware River Solar - 50832 | Delaware River Solar - 50832 |  |  | C - Central | Solar PV | 2723.175 | 0 | 0 | 0 | 0 | 0 | 0 | 0 | 0 | 0 | 0 | 0 | Delaware River Solar | 1 | 2019-01-10
863 | 900 | 905 | Luna Park Apartments - Building 1 |  | Luna Park Building 1 | Luna Park Building 1 |  |  | J - New York City | CHP | 100 | 613 | 0 | 0 | 0 | 0 | 0 | 0 | 0 | 0 | 0 | 0 | Tecogen, Inc. | 1 | 2019-02-01 | 2023-03-31 |  |  |  |  | TRUE | TRUE
864 | 901 | 906 | Luna Park Apartments - Building 3 |  | Luna Park Building 3 | Luna Park Building 3 |  |  | J - New York City | CHP | 100 | 613 | 0 | 0 | 0 | 0 | 0 | 0 | 0 | 0 | 0 | 0 | Tecogen, Inc. | 1 | 2019-02-01 | 2023-03-31 |  |  |  |  | TRUE | TRUE
865 | 902 | 907 | Manhattanville College |  | Manhattanville College - 70791 | Manhattanville College - 70791 |  |  | I - Dunwoodie | Solar PV | 1085.4 | 0 | 0 | 0 | 0 | 0 | 0 | 0 | 0 | 0 | 0 | 0 | Pfister Energy, Inc. | 1 | 2019-02-08 | 2021-08-04
866 | 903 | 908 | Aegis Solar, LLC |  | Aegis Solar, LLC - 103077 | Aegis Solar, LLC - 103077 |  |  | B - Genessee | Solar PV | 3012.24 | 0 | 0 | 0 | 0 | 0 | 0 | 0 | 0 | 0 | 0 | 0 | ForeFront Power | 1 | 2019-02-06
867 | 904 | 909 | National Grid East Pulaski Substation |  |  |  |  | November 2018 | C - Central | Energy Storage | 0 | 0 | 2000 | 3000 | 0 | 0 | 0 | 0 | 0 | 0 | 0 | 0 | National Grid - Upstate NY (Niagara Mohawk) | 1 |  |  |  | Utility Peak Reduction |  | FALSE
868 | 905 | 910 | GHP Realty Headquarters |  |  |  |  | September 2018 | I - Dunwoodie | Energy Storage | 0 | 0 | 375 | 940 | 0 | 0 | 0 | 0 | 0 | 0 | 0 | 0 | Peak Power | 1 |  |  |  | Con Ed Demand Mgt Program; Demand Charge Reduction; Energy Supply Arbitrage - ICAP Tag Reduction |  | FALSE
869 | 906 | 911 | Home A in zip code 11576 |  |  |  |  | December 2017 | K - Long Island | Energy Storage | 0 | 0 | 5 | 0 | 0 | 0 | 0 | 0 | 0 | 0 | 0 | 0 | Tesla, Inc. | 1
870 | 907 | 912 | Home B in zip code 12571 |  |  |  |  | October 2018 | G - Hudson Valley | Energy Storage | 0 | 0 | 5 | 13.5 | 0 | 0 | 0 | 0 | 0 | 0 | 0 | 0 | Tesla, Inc. | 1 | [5 empty] | FALSE
871 | 908 | 913 | Home B in zip code 10980 |  |  |  |  | September 2018 | G - Hudson Valley | Energy Storage | 0 | 0 | 5 | 0 | 0 | 0 | 0 | 0 | 0 | 0 | 0 | 0 | Tesla, Inc. | 1 | [5 empty] | FALSE
872 | 909 | 914 | Home A in zip code 10963 |  |  |  |  | September 2018 | G - Hudson Valley | Energy Storage | 0 | 0 | 10 | 0 | 0 | 0 | 0 | 0 | 0 | 0 | 0 | 0 | Tesla, Inc. | 1 | [5 empty] | FALSE
873 | 910 | 915 | Home A in zip code 10989 |  |  |  |  | October 2018 | G - Hudson Valley | Energy Storage | 0 | 0 | 10 | 0 | 0 | 0 | 0 | 0 | 0 | 0 | 0 | 0 | Tesla, Inc. | 1 | [5 empty] | FALSE
874 | 911 | 916 | Home A in zip code 10960 |  |  |  |  | September 2018 | G - Hudson Valley | Energy Storage | 0 | 0 | 10 | 0 | 0 | 0 | 0 | 0 | 0 | 0 | 0 | 0 | Tesla, Inc. | 1 | [5 empty] | FALSE
875 | 912 | 917 | Home A in zip code 10965 |  |  |  |  | October 2018 | G - Hudson Valley | Energy Storage | 0 | 0 | 5 | 0 | 0 | 0 | 0 | 0 | 0 | 0 | 0 | 0 | Tesla, Inc. | 1 | [5 empty] | FALSE
876 | 913 | 918 | Home A in zip code 10920 |  |  |  |  | October 2018 | G - Hudson Valley | Energy Storage | 0 | 0 | 10 | 0 | 0 | 0 | 0 | 0 | 0 | 0 | 0 | 0 | Tesla, Inc. | 1 | [5 empty] | FALSE
877 | 914 | 919 | Home B in zip code 10956 |  |  |  |  | November 2018 | G - Hudson Valley | Energy Storage | 0 | 0 | 5 | 0 | 0 | 0 | 0 | 0 | 0 | 0 | 0 | 0 | Tesla, Inc. | 1 | [5 empty] | FALSE
878 | 915 | 920 | Home B in zip code 12477 |  |  |  |  | October 2018 | G - Hudson Valley | Energy Storage | 0 | 0 | 5 | 13.5 | 0 | 0 | 0 | 0 | 0 | 0 | 0 | 0 | Tesla, Inc. | 1 | [5 empty] | FALSE
879 | 916 | 921 | Home A in zip code 13360 |  |  |  |  | October 2018 | F - Capital | Energy Storage | 0 | 0 | 5 | 0 | 0 | 0 | 0 | 0 | 0 | 0 | 0 | 0 | Tesla, Inc. | 1 | [5 empty] | FALSE
880 | 917 | 922 | Home A in zip code 13420 |  |  |  |  | October 2018 | E - Mohawk Valley | Energy Storage | 0 | 0 | 15 | 0 | 0 | 0 | 0 | 0 | 0 | 0 | 0 | 0 | Tesla, Inc. | 1 | [5 empty] | FALSE
881 | 918 | 923 | Home B in zip code 10919 |  |  |  |  | October 2018 | G - Hudson Valley | Energy Storage | 0 | 0 | 5 | 0 | 0 | 0 | 0 | 0 | 0 | 0 | 0 | 0 | Tesla, Inc. | 1 | [5 empty] | FALSE
882 | 919 | 924 | Home B in zip code 10990 |  |  |  |  | October 2018 | G - Hudson Valley | Energy Storage | 0 | 0 | 10 | 0 | 0 | 0 | 0 | 0 | 0 | 0 | 0 | 0 | Tesla, Inc. | 1 | [5 empty] | FALSE
883 | 920 | 925 | Home D in zip code 10940 |  |  |  |  | November 2018 | G - Hudson Valley | Energy Storage | 0 | 0 | 5 | 0 | 0 | 0 | 0 | 0 | 0 | 0 | 0 | 0 | Tesla, Inc. | 1 | [5 empty] | FALSE
884 | 921 | 926 | Home C in zip code 12571 |  |  |  |  | November 2018 | G - Hudson Valley | Energy Storage | 0 | 0 | 5 | 13.5 | 0 | 0 | 0 | 0 | 0 | 0 | 0 | 0 | Tesla, Inc. | 1 | [5 empty] | FALSE
885 | 922 | 927 | Home D in zip code 12553 |  |  |  |  | October 2018 | G - Hudson Valley | Energy Storage | 0 | 0 | 5 | 13.5 | 0 | 0 | 0 | 0 | 0 | 0 | 0 | 0 | Tesla, Inc. | 1 | [5 empty] | FALSE
886 | 923 | 928 | Home A in zip code 12498 |  |  |  |  | October 2018 | G - Hudson Valley | Energy Storage | 0 | 0 | 5 | 13.5 | 0 | 0 | 0 | 0 | 0 | 0 | 0 | 0 | Tesla, Inc. | 1 | [5 empty] | FALSE
887 | 924 | 929 | Home A in zip code 12578 |  |  |  |  | October 2018 | G - Hudson Valley | Energy Storage | 0 | 0 | 5 | 13.5 | 0 | 0 | 0 | 0 | 0 | 0 | 0 | 0 | Tesla, Inc. | 1 | [5 empty] | FALSE
888 | 925 | 930 | Guilderland Central School District |  | Guilderland Central School District - 50974 | Guilderland Central School District - 50974 |  |  | F - Capital | Solar PV | 3044.52 | 0 | 0 | 0 | 0 | 0 | 0 | 0 | 0 | 0 | 0 | 0 | ForeFront Power | 1 | 2019-01-31
889 | 926 | 931 | Seneca Solar Farm - Route 14A |  | Seneca Solar Farm - 74981 | Seneca Solar Farm - 74981 |  |  | C - Central | Solar PV | 2602.8 | 0 | 0 | 0 | 0 | 0 | 0 | 0 | 0 | 0 | 0 | 0 | Borrego Solar (formerly SEC Newco, LLC) | 1 | 2019-02-08
890 | 926 | 931 | Seneca Solar Farm - Route 14A |  | Seneca Solar Farm - 74982 | Seneca Solar Farm - 74982 |  |  | C - Central | Solar PV | 2602.8 | 0 | 0 | 0 | 0 | 0 | 0 | 0 | 0 | 0 | 0 | 0 | Borrego Solar (formerly SEC Newco, LLC) | 1 | 2019-02-08
892 | 927 | 932 | Bouck Pool Building - SUNY Cobleskill |  | Bouck Pool Building - SUNY Cobleskill | Bouck Pool Building - SUNY Cobleskill |  |  | E - Mohawk Valley | CHP | 130 | 840 | 0 | 0 | 0 | 0 | 0 | 0 | 0 | 0 | 0 | 0 | GEM Energy | 2 | 2019-02-11 | 2022-02-28 |  |  |  |  | FALSE | FALSE | FALSE | TRUE | TRUE | Manual | FALSE
893 | 928 | 933 | Goya Foods, Inc |  | Goya Foods, Inc - 81917 | Goya Foods, Inc - 81917 |  |  | A - West | Solar PV | 1341.9 | 0 | 0 | 0 | 0 | 0 | 0 | 0 | 0 | 0 | 0 | 0 | Vanguard Energy Partners, LLC | 1 | 2018-12-18 | 2022-07-08
894 | 929 | 934 | Home A in zip code 11791 |  |  |  |  | May 17, 2018 | K - Long Island | Energy Storage | 0 | 0 | 10 | 0 | 0 | 0 | 0 | 0 | 0 | 0 | 0 | 0 | Tesla, Inc. | 1
895 | 930 | 935 | Home A in zip code 11738 |  |  |  |  | Mar 19, 2018 | K - Long Island | Energy Storage | 0 | 0 | 5 | 0 | 0 | 0 | 0 | 0 | 0 | 0 | 0 | 0 | Tesla, Inc. | 1
896 | 931 | 936 | Home A in zip code 12446 |  |  |  |  | Dec 12, 2018 | G - Hudson Valley | Energy Storage | 0 | 0 | 5 | 13.5 | 0 | 0 | 0 | 0 | 0 | 0 | 0 | 0 | Tesla, Inc. | 1 | [5 empty] | FALSE
897 | 932 | 937 | Home B in zip code 10994 |  |  |  |  | Dec 18, 2018 | G - Hudson Valley | Energy Storage | 0 | 0 | 5 | 0 | 0 | 0 | 0 | 0 | 0 | 0 | 0 | 0 | Tesla, Inc. | 1 | [5 empty] | FALSE
898 | 933 | 938 | Con Edison BQDM Utility Sided Solution |  |  |  |  | Nov 1, 2018 | J - New York City | Energy Storage | 0 | 0 | 2000 | 12000 | 0 | 0 | 0 | 0 | 0 | 0 | 0 | 0 | Consolidated Edison Solutions | 1 |  |  |  | Con Ed BQDM; Utility Peak Reduction |  | FALSE
899 | 934 | 939 | Home A in zip code 10984 |  |  |  |  | Dec 7, 2018 | G - Hudson Valley | Energy Storage | 0 | 0 | 5 | 0 | 0 | 0 | 0 | 0 | 0 | 0 | 0 | 0 | Tesla, Inc. | 1 | [5 empty] | FALSE
900 | 935 | 940 | NYSEG DSIP - Distribution Circuit Deployed Battery Storage System Pilot Project |  |  |  |  | 2018 | B - Genessee | Energy Storage | 0 | 0 | 477 | 1890 | 0 | 0 | 0 | 0 | 0 | 0 | 0 | 0 | New York State Electric and Gas | 1 |  |  |  | Utility Peak Reduction; Utility Testing; Voltage Regulation |  | FALSE
901 | 936 | 941 | NYSEG DSIP - Aggregated BTM 1 |  |  |  |  | Dec 31, 2018 | B - Genessee | Energy Storage | 0 | 0 | 159 | 630 | 0 | 0 | 0 | 0 | 0 | 0 | 0 | 0 | New York State Electric and Gas | 1 |  |  |  | Aggregation; Demand Charge Reduction; NYISO DR - ECAP Special Case Resources (SCR); Utility Peak Reduction |  | FALSE
902 | 937 | 942 | NYSEG DSIP - Aggregated BTM 2 |  |  |  |  | Dec 31, 2018 | B - Genessee | Energy Storage | 0 | 0 | 159 | 630 | 0 | 0 | 0 | 0 | 0 | 0 | 0 | 0 | New York State Electric and Gas | 1 |  |  |  | Aggregation; Demand Charge Reduction; NYISO DR - ECAP Special Case Resources (SCR); Utility Peak Reduction |  | FALSE
903 | 938 | 943 | RG&E Operations Center |  | RGE DSIP - Integrated Electric Vehicle Charging & Battery Storage System Demonstration Project |  |  | 2018 | B - Genessee | Energy Storage | 0 | 0 | 150 | 600 | 0 | 0 | 0 | 0 | 0 | 0 | 0 | 0 | Rochester Gas and Electric | 1 |  |  |  | Demand Charge Reduction; Energy Supply Arbitrage - Energy Shifting; EV Charging |  | FALSE
904 | 939 | 944 | RG&E Substation |  | RG&E DSIP - Peak Shaving Battery Storage Pilot Project |  |  | 2018 | B - Genessee | Energy Storage | 0 | 0 | 2080 | 7600 | 0 | 0 | 0 | 0 | 0 | 0 | 0 | 0 | Tesla Energy Operations, Inc. | 1 |  |  |  | Utility Peak Reduction; Utility Testing |  | FALSE
905 | 940 | 945 | Jefferson Towers Apartments |  | Jefferson Towers |  |  |  | J - New York City | CHP | 100 | 613 | 0 | 0 | 0 | 0 | 0 | 0 | 0 | 0 | 0 | 0 | Tecogen, Inc. | 1 | 2014-02-01 | 2023-03-31 |  |  |  | TRUE | TRUE | FALSE
906 | 941 | 946 | Building 36 LLC |  | Building 36 LLC - 111260 | Building 36 LLC - 111260 |  |  | J - New York City | Solar PV | 306.72 | 0 | 0 | 0 | 0 | 0 | 0 | 0 | 0 | 0 | 0 | 0 | Quixotic Systems Inc. | 1 | 2019-04-08 | 2021-04-21 |  |  |  | TRUE
907 | 942 | 947 | Ogdensburg Bridge and Port Authority |  | Ogdensburg Bridge and Port Authority - 51002 | Ogdensburg Bridge and Port Authority - 51002 |  |  | E - Mohawk Valley | Solar PV | 1206 | 0 | 0 | 0 | 0 | 0 | 0 | 0 | 0 | 0 | 0 | 0 | AEP OnSite Partners, LLC | 1 | 2019-04-01 |  |  |  |  | TRUE
908 | 943 | 948 | Town of Penfield |  | Town of Penfield - 66685 | Town of Penfield |  |  | B - Genessee | Solar PV | 1258.56 | 0 | 0 | 0 | 0 | 0 | 0 | 0 | 0 | 0 | 0 | 0 | Tesla Energy Operations, Inc. | 1 | 2019-04-23 | 2023-03-17 |  |  |  | TRUE
909 | 944 | 949 | Cayuga, LLC |  | Cayuga, LLC | Cayuga, LLC |  |  | C - Central | ADG | 633 | 0 | 0 | 0 | 0 | 0 | 0 | 0 | 0 | 0 | 0 | 0 | Denali ROI, LLC | 2 | 2019-05-10 |  |  |  |  | TRUE |  |  |  | TRUE |  |  | TRUE
910 | 945 | 950 | Surf 21 |  | Surf 21 | Surf 21 |  |  | J - New York City | CHP | 300 | 1920 | 0 | 0 | 0 | 0 | 0 | 0 | 0 | 0 | 0 | 0 | Tecogen, Inc. | 3 | 2019-05-02 | 2020-09-15 |  |  |  | TRUE
911 | 946 | 951 | NYS Veterans Home at Oxford |  | NYS Veterans Home at Oxford - 100239 | NYS Veterans Home at Oxford - 100239 |  |  | E - Mohawk Valley | Solar PV | 981.18 | 0 | 0 | 0 | 0 | 0 | 0 | 0 | 0 | 0 | 0 | 0 | American Capital Energy, Inc. | 1 | 2019-01-01 | 2023-09-19 |  |  |  | TRUE
912 | 947 | 952 | City of Amsterdam |  | City of Amsterdam - 66677 | City of Amsterdam - 66677 |  |  | F - Capital | Solar PV | 2812.32 | 0 | 0 | 0 | 0 | 0 | 0 | 0 | 0 | 0 | 0 | 0 | Borrego Solar (formerly SEC Newco, LLC) | 1 | 2019-04-25 |  |  |  |  | TRUE
913 | 948 | 953 | Upstate Cerebral Palsy | Upstate Cerebral Palsy | Upstate Cerebral Palsy - 50817 |  |  |  | E - Mohawk Valley | Solar PV | 1400.8 | 0 | 0 | 0 | 0 | 0 | 0 | 0 | 0 | 0 | 0 | 0 | Barneveld Solar LLC | 1 | 2019-05-18 |  |  |  |  | TRUE
914 | 949 | 954 | Home A in zip code 10510 |  |  |  |  | Feb 21, 2019 | I - Dunwoodie | Energy Storage | 0 | 0 | 8 | 0 | 0 | 0 | 0 | 0 | 0 | 0 | 0 | 0 | Sunrise Solar Solutions, LLC | 1 | [5 empty] | FALSE
915 | 950 | 955 | Home B in zip code 10510 |  |  |  |  | Feb 5, 2019 | I - Dunwoodie | Energy Storage | 0 | 0 | 8 | 0 | 0 | 0 | 0 | 0 | 0 | 0 | 0 | 0 | Sunrise Solar Solutions, LLC | 1 | [5 empty] | FALSE
916 | 951 | 956 | Home A in zip code 10538 |  |  |  |  | Jan 30, 2019 | I - Dunwoodie | Energy Storage | 0 | 0 | 5 | 0 | 0 | 0 | 0 | 0 | 0 | 0 | 0 | 0 | Tesla, Inc. | 1 | [5 empty] | FALSE
917 | 952 | 957 | Home A in zip code 10549 |  |  |  |  | Jan 24, 2019 | H - Millwood | Energy Storage | 0 | 0 | 15 | 0 | 0 | 0 | 0 | 0 | 0 | 0 | 0 | 0 | Tesla, Inc. | 1 | [5 empty] | FALSE
918 | 953 | 958 | Home A in zip code 10560 |  |  |  |  | Feb 25, 2019 | G - Hudson Valley | Energy Storage | 0 | 0 | 10 | 0 | 0 | 0 | 0 | 0 | 0 | 0 | 0 | 0 | Tesla, Inc. | 1 | [5 empty] | FALSE
919 | 954 | 959 | Home A in zip code 10804 |  |  |  |  | Feb 4, 2019 | I - Dunwoodie | Energy Storage | 0 | 0 | 5 | 0 | 0 | 0 | 0 | 0 | 0 | 0 | 0 | 0 | Tesla, Inc. | 1 | [5 empty] | FALSE
920 | 955 | 960 | Home B in zip code 10930 |  |  |  |  | Jan 24, 2019 | G - Hudson Valley | Energy Storage | 0 | 0 | 5 | 0 | 0 | 0 | 0 | 0 | 0 | 0 | 0 | 0 | Tesla, Inc. | 1 | [5 empty] | FALSE
921 | 956 | 961 | Home E in zip code 10956 |  |  |  |  | Feb 5, 2019 | G - Hudson Valley | Energy Storage | 0 | 0 | 15 | 0 | 0 | 0 | 0 | 0 | 0 | 0 | 0 | 0 | Tesla, Inc. | 1 | [5 empty] | FALSE
922 | 957 | 962 | Home C in zip code 10956 |  |  |  |  | Jan 18, 2019 | G - Hudson Valley | Energy Storage | 0 | 0 | 15 | 0 | 0 | 0 | 0 | 0 | 0 | 0 | 0 | 0 | Tesla, Inc. | 1 | [5 empty] | FALSE
923 | 958 | 963 | Home D in zip code 10956 |  |  |  |  | Jan 7, 2019 | G - Hudson Valley | Energy Storage | 0 | 0 | 5 | 0 | 0 | 0 | 0 | 0 | 0 | 0 | 0 | 0 | Tesla, Inc. | 1 | [5 empty] | FALSE
924 | 959 | 964 | Home C in zip code 10980 |  |  |  |  | Mar 26, 2019 | G - Hudson Valley | Energy Storage | 0 | 0 | 10 | 0 | 0 | 0 | 0 | 0 | 0 | 0 | 0 | 0 | Tesla, Inc. | 1 | [5 empty] | FALSE
925 | 960 | 965 | Luna Park Apartments - Building 2 |  | Luna Park Building 2 |  |  |  | J - New York City | CHP | 100 | 613 | 0 | 0 | 0 | 0 | 0 | 0 | 0 | 0 | 0 | 0 | Tecogen, Inc. | 1 | 2019-06-13 | 2023-03-31 |  |  |  | TRUE | TRUE | TRUE
926 | 309 | 313 | Lincoln Towers Apartments V |  | 205 West End Ave (East) | 205 West End Ave (East) |  |  | J - New York City | CHP | 100 | 700 | 0 | 0 | 0 | 0 | 0 | 0 | 0 | 0 | 0 | 0 | Tecogen, Inc. | 1 | 2016-04-01 | 2020-02-08 |  |  | TRUE |  | TRUE | FALSE | FALSE | FALSE | FALSE | Manual | FALSE
927 | 961 | 966 | City of Olean |  | City of Olean - 49517 | City of Olean - 49517 |  |  | A - West | Solar PV | 2037 | 0 | 0 | 0 | 0 | 0 | 0 | 0 | 0 | 0 | 0 | 0 | BQ Energy Development, LLC | 1 | 2019-05-17 |  |  |  |  | TRUE
928 | 961 | 966 | City of Olean |  | City of Olean - 49516 | City of Olean - 49516 |  |  | A - West | Solar PV | 2037 | 0 | 0 | 0 | 0 | 0 | 0 | 0 | 0 | 0 | 0 | 0 | BQ Energy Development, LLC | 1 | 2019-05-17 |  |  |  |  | TRUE
929 | 962 | 502 | Steel Sun 1 & 2 |  | Steel Sun 2 Canisius College 1 | Steel Sun 2 Canisius College 1 - 49849A |  |  | A - West | Solar PV | 2999 | 0 | 0 | 0 | 0 | 0 | 0 | 0 | 0 | 0 | 0 | 0 | BQ Energy Development, LLC | 1 | 2019-06-14 |  |  |  |  | TRUE
930 | 963 | 502 | Steel Sun 1 & 2 |  | Steel Sun 2 Canisius College 2 | Steel Sun 2 Canisius College 2 - 49850A |  |  | A - West | Solar PV | 2869 | 0 | 0 | 0 | 0 | 0 | 0 | 0 | 0 | 0 | 0 | 0 | BQ Energy Development, LLC | 1 | 2019-06-11 |  |  |  |  | TRUE
931 | 964 | 967 | Westtown NY 1 |  | Westtown NY 1 - 94785 | Westtown NY 1 - 94785 |  |  | G - Hudson Valley | Solar PV | 2831.76 | 0 | 0 | 0 | 0 | 0 | 0 | 0 | 0 | 0 | 0 | 0 | Nautilus Solar Energy | 1 | 2019-05-17 | 2023-12-28 |  |  |  | TRUE
932 | 965 | 968 | Village of Canton |  | Village of Canton - 49501 | Village of Canton - 49501 |  |  | E - Mohawk Valley | Solar PV | 943.92 | 0 | 0 | 0 | 0 | 0 | 0 | 0 | 0 | 0 | 0 | 0 | SolarCity (now Tesla) | 1 | 2019-06-26 | 2022-12-20 |  |  |  | TRUE
933 | 966 | 969 | Bethlehem Central School District |  | Bethlehem Central School District - 88880 | Bethlehem Central School District - 88880 |  |  | F - Capital | Solar PV | 2184.48 | 0 | 0 | 0 | 0 | 0 | 0 | 0 | 0 | 0 | 0 | 0 | ForeFront Power | 1 | 2019-07-10 |  |  |  |  | TRUE
934 | 967 | 970 | City of Tonawanda Landfill |  | City of Tonawanda Landfill - 68354 | City of Tonawanda Landfill - 68354 |  |  | A - West | Solar PV | 807.84 | 0 | 0 | 0 | 0 | 0 | 0 | 0 | 0 | 0 | 0 | 0 | Montante Solar | 1 | 2019-07-11 |  |  |  |  | TRUE
935 | 968 | 971 | Sackett Lake 2 - Delaware River Solar |  | Sackett Lake 2 - Delaware River Solar - 81597 | Delaware River Solar - 81597 |  |  | E - Mohawk Valley | Solar PV | 2434.32 | 0 | 0 | 0 | 0 | 0 | 0 | 0 | 0 | 0 | 0 | 0 | Delaware River Solar | 1 | 2019-07-09 |  |  |  |  | TRUE
936 | 969 | 972 | 685 1st Avenue |  | 685 1st Avenue | 685 1st Avenue |  |  | J - New York City | CHP | 265 | 1265.5 | 0 | 0 | 0 | 0 | 0 | 0 | 0 | 0 | 0 | 0 | ENER-G Rudox | 1 | 2019-06-06 | 2022-08-23 |  |  | FALSE | TRUE
937 | 970 | 973 | Montauk Energy Storage Center |  | Montauk Energy Storage Center |  |  | Jan 31, 2019 | K - Long Island | Energy Storage | 0 | 0 | 5000 | 40000 | 0 | 0 | 0 | 0 | 0 | 0 | 0 | 0 | NextEra Energy | 1 |  |  |  | Resiliency; Utility Peak Reduction |  | FALSE
939 | 972 | 975 | One Bryant Park |  | Bank of America Tower |  |  | 2006 | J - New York City | Energy Storage | 0 | 0 | 0 | 0 | 880 | 484 | 7040 | 3872 | 0 | 0 | 0 | 0 | Trane-CALMAC | 1 |  |  |  | Demand Charge Reduction |  | TRUE
940 | 973 | 976 | New School University Center |  | New School University Center |  |  | 2012 | J - New York City | Energy Storage | 0 | 0 | 0 | 0 | 385 | 211.75 | 3080 | 1694 | 0 | 0 | 0 | 0 | Trane-CALMAC | 1 |  |  |  | Demand Charge Reduction |  | FALSE
941 | 974 | 977 | Fordham Plaza |  |  |  |  | 2008 | J - New York City | Energy Storage | 0 | 0 | 0 | 0 | 385 | 211.75 | 3080 | 1694 | 0 | 0 | 0 | 0 | Trane-CALMAC | 1 |  |  |  | Demand Charge Reduction |  | FALSE
942 | 975 | 978 | Park Avenue Plaza |  | Park Avenue Plaza |  |  | 2015 | J - New York City | Energy Storage | 0 | 0 | 0 | 0 | 937.5 | 515.625 | 7500 | 4125 | 0 | 0 | 0 | 0 | Trane-CALMAC | 1 |  |  |  | Demand Charge Reduction |  | FALSE
943 | 976 | 979 | Google East HQ |  | Google East HQ |  |  | 2015 | J - New York City | Energy Storage | 0 | 0 | 0 | 0 | 1155 | 635.25 | 9240 | 5082 | 0 | 0 | 0 | 0 | Trane-CALMAC | 1 |  |  |  | Demand Charge Reduction |  | FALSE
944 | 977 | 980 | NYU Tandon School of Engineering |  | NYU-Poly Brooklyn Campus |  |  | 2016 | J - New York City | Energy Storage | 0 | 0 | 0 | 0 | 330 | 181.5 | 2640 | 1452 | 0 | 0 | 0 | 0 | Trane-CALMAC | 1 |  |  |  | Demand Charge Reduction |  | FALSE
945 | 978 | 981 | Via Verde |  | Via Verde |  |  | May 2019 | J - New York City | Energy Storage | 0 | 0 | 18 | 144 | 0 | 0 | 0 | 0 | 0 | 0 | 0 | 0 | Bright Power | 1 |  |  |  | Coupled with Distr. Gen.; Demand Charge Reduction; Resiliency |  | FALSE
946 | 979 | 982 | Home B in zip code 10956 |  |  |  |  | May 28, 2019 | G - Hudson Valley | Energy Storage | 0 | 0 | 5 | 0 | 0 | 0 | 0 | 0 | 0 | 0 | 0 | 0 | Tesla, Inc. | 1 | [5 empty] | FALSE
947 | 980 | 983 | Home B in zip code 10924 |  |  |  |  | May 13, 2019 | G - Hudson Valley | Energy Storage | 0 | 0 | 10 | 0 | 0 | 0 | 0 | 0 | 0 | 0 | 0 | 0 | Tesla, Inc. | 1 | [5 empty] | FALSE
948 | 981 | 984 | Home A in zip code 12158 |  |  |  |  | May 16, 2019 | F - Capital | Energy Storage | 0 | 0 | 5 | 0 | 0 | 0 | 0 | 0 | 0 | 0 | 0 | 0 | Tesla, Inc. | 1 | [5 empty] | FALSE
949 | 982 | 985 | Home B in zip code 11743 |  |  |  |  | Feb 4, 2019 | K - Long Island | Energy Storage | 0 | 0 | 12.22 | 0 | 0 | 0 | 0 | 0 | 0 | 0 | 0 | 0 | Tesla, Inc. | 1
950 | 983 | 986 | Home A in zip code 11001 |  |  |  |  | May 29, 2019 | K - Long Island | Energy Storage | 0 | 0 | 10.83 | 0 | 0 | 0 | 0 | 0 | 0 | 0 | 0 | 0 | Tesla, Inc. | 1
951 | 984 | 987 | Home A in zip code 11779 |  |  |  |  | Jan 18, 2019 | K - Long Island | Energy Storage | 0 | 0 | 3 | 0 | 0 | 0 | 0 | 0 | 0 | 0 | 0 | 0 | Tesla, Inc. | 1
952 | 985 | 988 | Home A in zip code 12015 |  |  |  |  | Apr 11, 2019 | G - Hudson Valley | Energy Storage | 0 | 0 | 5 | 13.5 | 0 | 0 | 0 | 0 | 0 | 0 | 0 | 0 | Tesla, Inc. | 1 | [5 empty] | FALSE
953 | 986 | 989 | Home A in zip code 12409 |  |  |  |  | Apr 23, 2019 | G - Hudson Valley | Energy Storage | 0 | 0 | 5 | 13.5 | 0 | 0 | 0 | 0 | 0 | 0 | 0 | 0 | Tesla, Inc. | 1 | [5 empty] | FALSE
954 | 987 | 990 | Home A in zip code 12491 |  |  |  |  | May 9, 2019 | G - Hudson Valley | Energy Storage | 0 | 0 | 15 | 27 | 0 | 0 | 0 | 0 | 0 | 0 | 0 | 0 | Tesla, Inc. | 1 | [5 empty] | FALSE
955 | 988 | 991 | Home A in zip code 12540 |  |  |  |  | Apr 5, 2019 | G - Hudson Valley | Energy Storage | 0 | 0 | 10 | 13.5 | 0 | 0 | 0 | 0 | 0 | 0 | 0 | 0 | Tesla, Inc. | 1 | [5 empty] | FALSE
956 | 989 | 992 | Home A in zip code 12566 |  |  |  |  | Apr 2, 2019 | G - Hudson Valley | Energy Storage | 0 | 0 | 15.2 | 0 | 0 | 0 | 0 | 0 | 0 | 0 | 0 | 0 | Sunrun | 1 | [5 empty] | FALSE
957 | 990 | 993 | Home A in zip code 11937 |  |  |  |  | Feb 13, 2019 | K - Long Island | Energy Storage | 0 | 0 | 7.6 | 0 | 0 | 0 | 0 | 0 | 0 | 0 | 0 | 0 | Tesla, Inc. | 1
958 | 991 | 994 | Home F in zip code 10956 |  |  |  |  | Apr 8, 2019 | G - Hudson Valley | Energy Storage | 0 | 0 | 5 | 0 | 0 | 0 | 0 | 0 | 0 | 0 | 0 | 0 | Tesla, Inc. | 1 | [5 empty] | FALSE
959 | 992 | 995 | Home A in zip code 11746 |  |  |  |  | Jan 17, 2019 | K - Long Island | Energy Storage | 0 | 0 | 5 | 0 | 0 | 0 | 0 | 0 | 0 | 0 | 0 | 0 | Tesla, Inc. | 1
960 | 993 | 996 | Home A in zip code 11743 |  |  |  |  | Apr 12, 2019 | K - Long Island | Energy Storage | 0 | 0 | 5.38 | 0 | 0 | 0 | 0 | 0 | 0 | 0 | 0 | 0 | Tesla, Inc. | 1
961 | 994 | 997 | Home A in zip code 11560 |  |  |  |  | Apr 19, 2019 | K - Long Island | Energy Storage | 0 | 0 | 10 | 0 | 0 | 0 | 0 | 0 | 0 | 0 | 0 | 0 | Tesla, Inc. | 1
962 | 995 | 998 | Home A in zip code 11768 |  |  |  |  | Mar 6, 2019 | K - Long Island | Energy Storage | 0 | 0 | 11.18 | 0 | 0 | 0 | 0 | 0 | 0 | 0 | 0 | 0 | Tesla, Inc. | 1
963 | 996 | 999 | Home A in zip code 11581 |  |  |  |  | Feb 7, 2019 | K - Long Island | Energy Storage | 0 | 0 | 12 | 0 | 0 | 0 | 0 | 0 | 0 | 0 | 0 | 0 | Tesla, Inc. | 1
964 | 997 | 1000 | Facility A in zip code 10069 |  |  |  |  | 2016 | J - New York City | Energy Storage | 0 | 0 | 0 | 0 | 120 | 66 | 960 | 528 | 0 | 0 | 0 | 0 | Trane-CALMAC | 1 | [5 empty] | FALSE
965 | 998 | 1001 | Facility A in zip code 10022 |  |  |  |  | 2016 | J - New York City | Energy Storage | 0 | 0 | 0 | 0 | 852.5 | 468.875 | 6820 | 3751 | 0 | 0 | 0 | 0 | Trane-CALMAC | 1 | [5 empty] | FALSE
966 | 999 | 1002 | Facility A in zip code 10007 |  |  |  |  | 2015 | J - New York City | Energy Storage | 0 | 0 | 0 | 0 | 1040 | 572 | 8320 | 4576 | 0 | 0 | 0 | 0 | Trane-CALMAC | 1 | [5 empty] | FALSE
967 | 1000 | 1003 | Facility B in zip code 10606 |  |  |  |  | 2010 | J - New York City | Energy Storage | 0 | 0 | 0 | 0 | 45 | 24.75 | 360 | 198 | 0 | 0 | 0 | 0 | Trane-CALMAC | 1 |  |  |  | Demand Charge Reduction |  | FALSE
968 | 1001 | 1004 | Facility A in zip code 10703 |  |  |  |  | 1990 | J - New York City | Energy Storage | 0 | 0 | 0 | 0 | 280 | 154 | 2240 | 1232 | 0 | 0 | 0 | 0 | Trane-CALMAC | 1 |  |  |  | Demand Charge Reduction |  | FALSE
969 | 1002 | 1005 | Facility B in zip code 10703 |  |  |  |  | 1992 | J - New York City | Energy Storage | 0 | 0 | 0 | 0 | 280 | 154 | 2240 | 1232 | 0 | 0 | 0 | 0 | Trane-CALMAC | 1 |  |  |  | Demand Charge Reduction |  | FALSE
970 | 1003 | 1006 | Facility A in zip code 10980 |  |  |  |  | 2003 | G - Hudson Valley | Energy Storage | 0 | 0 | 0 | 0 | 200 | 110 | 1600 | 880 | 0 | 0 | 0 | 0 | Trane-CALMAC | 1 |  |  |  | Demand Charge Reduction |  | FALSE
971 | 1004 | 1007 | Facility A in zip code 11553 |  |  |  |  | 2004 | K - Long Island | Energy Storage | 0 | 0 | 0 | 0 | 720 | 396 | 5760 | 3168 | 0 | 0 | 0 | 0 | Trane-CALMAC | 1 |  |  |  | Demand Charge Reduction |  | FALSE
972 | 1005 | 1008 | Facility A in zip code 11701 |  |  |  |  | 1999 | K - Long Island | Energy Storage | 0 | 0 | 0 | 0 | 40 | 22 | 320 | 176 | 0 | 0 | 0 | 0 | Trane-CALMAC | 1 |  |  |  | Demand Charge Reduction |  | FALSE
973 | 1006 | 1009 | Facility A in zip code 11706 |  |  |  |  | 2012 | K - Long Island | Energy Storage | 0 | 0 | 0 | 0 | 40 | 22 | 320 | 176 | 0 | 0 | 0 | 0 | Trane-CALMAC | 1 |  |  |  | Demand Charge Reduction |  | FALSE
974 | 1007 | 1010 | Facility A in zip code 11741 |  |  |  |  | 2010 | K - Long Island | Energy Storage | 0 | 0 | 0 | 0 | 100 | 55 | 800 | 440 | 0 | 0 | 0 | 0 | Trane-CALMAC | 1 |  |  |  | Demand Charge Reduction |  | FALSE
975 | 1008 | 1011 | Facility A in zip code 11746 |  |  |  |  | 1993 | K - Long Island | Energy Storage | 0 | 0 | 0 | 0 | 200 | 110 | 1600 | 880 | 0 | 0 | 0 | 0 | Trane-CALMAC | 1 |  |  |  | Demand Charge Reduction |  | FALSE
976 | 1009 | 1012 | Facility A in zip code 11779 |  |  |  |  | 1993 | K - Long Island | Energy Storage | 0 | 0 | 0 | 0 | 20 | 11 | 160 | 88 | 0 | 0 | 0 | 0 | Trane-CALMAC | 1 |  |  |  | Demand Charge Reduction |  | FALSE
977 | 1010 | 1013 | Facility B in zip code 11779 |  |  |  |  | 2009 | K - Long Island | Energy Storage | 0 | 0 | 0 | 0 | 40 | 22 | 320 | 176 | 0 | 0 | 0 | 0 | Trane-CALMAC | 1 |  |  |  | Demand Charge Reduction |  | FALSE
978 | 1011 | 1014 | Facility A in zip code 11757 |  |  |  |  | 2005 | K - Long Island | Energy Storage | 0 | 0 | 0 | 0 | 240 | 132 | 1920 | 1056 | 0 | 0 | 0 | 0 | Trane-CALMAC | 1 |  |  |  | Demand Charge Reduction |  | FALSE
979 | 1012 | 1015 | Facility B in zip code 11757 |  |  |  |  | 2005 | K - Long Island | Energy Storage | 0 | 0 | 0 | 0 | 210 | 115.5 | 1680 | 924 | 0 | 0 | 0 | 0 | Trane-CALMAC | 1 |  |  |  | Demand Charge Reduction |  | FALSE
980 | 1013 | 1016 | Facility A in zip code 12065 |  |  |  |  | 1990 | F - Capital | Energy Storage | 0 | 0 | 0 | 0 | 68.75 | 37.8125 | 550 | 302.5 | 0 | 0 | 0 | 0 | Trane-CALMAC | 1 |  |  |  | Demand Charge Reduction |  | FALSE
981 | 1014 | 1017 | Facility A in zip code 12068 |  |  |  |  | 2017 | F - Capital | Energy Storage | 0 | 0 | 0 | 0 | 360 | 198 | 2880 | 1584 | 0 | 0 | 0 | 0 | Trane-CALMAC | 1 |  |  |  | Demand Charge Reduction |  | FALSE
982 | 1015 | 1018 | Facility A in zip code 12095 |  |  |  |  | 1998 | F - Capital | Energy Storage | 0 | 0 | 0 | 0 | 200 | 110 | 1600 | 880 | 0 | 0 | 0 | 0 | Trane-CALMAC | 1 |  |  |  | Demand Charge Reduction |  | FALSE
983 | 1016 | 1019 | Facility A in zip code 12208 |  |  |  |  | 2007 | F - Capital | Energy Storage | 0 | 0 | 0 | 0 | 60 | 33 | 480 | 264 | 0 | 0 | 0 | 0 | Trane-CALMAC | 1 |  |  |  | Demand Charge Reduction |  | FALSE
984 | 1017 | 1020 | Facility A in zip code 12534 |  |  |  |  | 2017 | F - Capital | Energy Storage | 0 | 0 | 0 | 0 | 160 | 88 | 1280 | 704 | 0 | 0 | 0 | 0 | Trane-CALMAC | 1 |  |  |  | Demand Charge Reduction |  | FALSE
985 | 1018 | 1021 | Facility A in zip code 12804 |  |  |  |  | 2003 | F - Capital | Energy Storage | 0 | 0 | 0 | 0 | 120 | 66 | 960 | 528 | 0 | 0 | 0 | 0 | Trane-CALMAC | 1 |  |  |  | Demand Charge Reduction |  | FALSE
986 | 1019 | 1022 | Facility A in zip code 12901 |  |  |  |  | 2008 | D - North | Energy Storage | 0 | 0 | 0 | 0 | 80 | 44 | 640 | 352 | 0 | 0 | 0 | 0 | Trane-CALMAC | 1 |  |  |  | Demand Charge Reduction |  | FALSE
987 | 1020 | 1023 | Facility A in zip code 13088 |  |  |  |  | 2015 | C - Central | Energy Storage | 0 | 0 | 0 | 0 | 120 | 66 | 960 | 528 | 0 | 0 | 0 | 0 | Trane-CALMAC | 1 |  |  |  | Demand Charge Reduction |  | FALSE
988 | 1021 | 1024 | Facility A in zip code 13602 |  |  |  |  | 2015 | E - Mohawk Valley | Energy Storage | 0 | 0 | 0 | 0 | 160 | 88 | 1280 | 704 | 0 | 0 | 0 | 0 | Trane-CALMAC | 1 |  |  |  | Demand Charge Reduction |  | FALSE
989 | 1022 | 1025 | Facility A in zip code 13673 |  |  |  |  | 1995 | E - Mohawk Valley | Energy Storage | 0 | 0 | 0 | 0 | 40 | 22 | 320 | 176 | 0 | 0 | 0 | 0 | Trane-CALMAC | 1 |  |  |  | Demand Charge Reduction |  | FALSE
990 | 1023 | 1026 | Facility A in zip code 13676 |  |  |  |  | 2013 | E - Mohawk Valley | Energy Storage | 0 | 0 | 0 | 0 | 187.5 | 103.125 | 1500 | 825 | 0 | 0 | 0 | 0 | Trane-CALMAC | 1 |  |  |  | Demand Charge Reduction |  | FALSE
991 | 1024 | 1027 | Facility A in zip code 13820 |  |  |  |  | 2002 | E - Mohawk Valley | Energy Storage | 0 | 0 | 0 | 0 | 40 | 22 | 320 | 176 | 0 | 0 | 0 | 0 | Trane-CALMAC | 1 |  |  |  | Demand Charge Reduction |  | FALSE
992 | 1025 | 1028 | Facility A in zip code 14059 |  |  |  |  | 2007 | A - West | Energy Storage | 0 | 0 | 0 | 0 | 140 | 77 | 1120 | 616 | 0 | 0 | 0 | 0 | Trane-CALMAC | 1 |  |  |  | Demand Charge Reduction |  | FALSE
993 | 1026 | 1029 | Facility A in zip code 14094 |  |  |  |  | 2014 | A - West | Energy Storage | 0 | 0 | 0 | 0 | 180 | 99 | 1440 | 792 | 0 | 0 | 0 | 0 | Trane-CALMAC | 1 |  |  |  | Demand Charge Reduction |  | FALSE
994 | 1027 | 1030 | Facility A in zip code 14136 |  |  |  |  | 2010 | A - West | Energy Storage | 0 | 0 | 0 | 0 | 180 | 99 | 1440 | 792 | 0 | 0 | 0 | 0 | Trane-CALMAC | 1 |  |  |  | Demand Charge Reduction |  | FALSE
995 | 1028 | 1031 | Facility A in zip code 14202 |  |  |  |  | 1990 | A - West | Energy Storage | 0 | 0 | 0 | 0 | 3240 | 1782 | 25920 | 14256 | 0 | 0 | 0 | 0 | Trane-CALMAC | 1 |  |  |  | Demand Charge Reduction |  | FALSE
996 | 1029 | 1032 | Facility A in zip code 14206 |  |  |  |  | 2008 | A - West | Energy Storage | 0 | 0 | 0 | 0 | 100 | 55 | 800 | 440 | 0 | 0 | 0 | 0 | Trane-CALMAC | 1 |  |  |  | Demand Charge Reduction |  | FALSE
997 | 1030 | 1033 | Facility A in zip code 14472 |  |  |  |  | 1999 | B - Genessee | Energy Storage | 0 | 0 | 0 | 0 | 60 | 33 | 480 | 264 | 0 | 0 | 0 | 0 | Trane-CALMAC | 1 |  |  |  | Demand Charge Reduction |  | FALSE
998 | 1031 | 1034 | Facility A in zip code 14482 |  |  |  |  | 2011 | A - West | Energy Storage | 0 | 0 | 0 | 0 | 100 | 55 | 800 | 440 | 0 | 0 | 0 | 0 | Trane-CALMAC | 1 |  |  |  | Demand Charge Reduction |  | FALSE
999 | 1032 | 1035 | Facility A in zip code 13341 |  |  |  |  | 2001 | E - Mohawk Valley | Energy Storage | 0 | 0 | 0 | 0 | 200 | 110 | 1600 | 880 | 0 | 0 | 0 | 0 | Trane-CALMAC | 1 |  |  |  | Demand Charge Reduction |  | FALSE
1000 | 1033 | 1036 | Facility A in zip code 14609 |  |  |  |  | 1992 | B - Genessee | Energy Storage | 0 | 0 | 0 | 0 | 100 | 55 | 800 | 440 | 0 | 0 | 0 | 0 | Trane-CALMAC | 1 |  |  |  | Demand Charge Reduction |  | FALSE
1001 | 1034 | 1037 | Facility A in zip code 14604 |  |  |  |  | 1992 | B - Genessee | Energy Storage | 0 | 0 | 0 | 0 | 20 | 11 | 160 | 88 | 0 | 0 | 0 | 0 | Trane-CALMAC | 1 |  |  |  | Demand Charge Reduction |  | FALSE
1002 | 1035 | 1038 | Facility A in zip code 14622 |  |  |  |  | 1992 | B - Genessee | Energy Storage | 0 | 0 | 0 | 0 | 180 | 99 | 1440 | 792 | 0 | 0 | 0 | 0 | Trane-CALMAC | 1 |  |  |  | Demand Charge Reduction |  | FALSE
1003 | 1036 | 1039 | Facility A in zip code 14760 |  |  |  |  | 2011 | A - West | Energy Storage | 0 | 0 | 0 | 0 | 160 | 88 | 1280 | 704 | 0 | 0 | 0 | 0 | Trane-CALMAC | 1 |  |  |  | Demand Charge Reduction |  | FALSE
1004 | 1037 | 1040 | Facility A in zip code 14821 |  |  |  |  | 2013 | C - Central | Energy Storage | 0 | 0 | 0 | 0 | 360 | 198 | 2880 | 1584 | 0 | 0 | 0 | 0 | Trane-CALMAC | 1 |  |  |  | Demand Charge Reduction |  | FALSE
1005 | 1038 | 1041 | Facility A in zip code 14840 |  |  |  |  | 2009 | C - Central | Energy Storage | 0 | 0 | 0 | 0 | 60 | 33 | 480 | 264 | 0 | 0 | 0 | 0 | Trane-CALMAC | 1 |  |  |  | Demand Charge Reduction |  | FALSE
1006 | 1039 | 1042 | Facility B in zip code 14840 |  |  |  |  | 2009 | C - Central | Energy Storage | 0 | 0 | 0 | 0 | 100 | 55 | 800 | 440 | 0 | 0 | 0 | 0 | Trane-CALMAC | 1 |  |  |  | Demand Charge Reduction |  | FALSE
1007 | 1040 | 1043 | Facility C in zip code 14840 |  |  |  |  | 2009 | C - Central | Energy Storage | 0 | 0 | 0 | 0 | 100 | 55 | 800 | 440 | 0 | 0 | 0 | 0 | Trane-CALMAC | 1 |  |  |  | Demand Charge Reduction |  | FALSE
1008 | 1041 | 1044 | Facility A in zip code 14843 |  |  |  |  | 2010 | C - Central | Energy Storage | 0 | 0 | 0 | 0 | 160 | 88 | 1280 | 704 | 0 | 0 | 0 | 0 | Trane-CALMAC | 1 |  |  |  | Demand Charge Reduction |  | FALSE
1009 | 1042 | 1045 | Facility B in zip code 14843 |  |  |  |  | 2014 | C - Central | Energy Storage | 0 | 0 | 0 | 0 | 40 | 22 | 320 | 176 | 0 | 0 | 0 | 0 | Trane-CALMAC | 1 |  |  |  | Demand Charge Reduction |  | FALSE
1010 | 1043 | 1046 | Facility C in zip code 14843 |  |  |  |  | 2016 | C - Central | Energy Storage | 0 | 0 | 0 | 0 | 40 | 22 | 320 | 176 | 0 | 0 | 0 | 0 | Trane-CALMAC | 1 |  |  |  | Demand Charge Reduction |  | FALSE
1011 | 1044 | 1047 | Facility A in zip code 14901 |  |  |  |  | 2012 | C - Central | Energy Storage | 0 | 0 | 0 | 0 | 40 | 22 | 320 | 176 | 0 | 0 | 0 | 0 | Trane-CALMAC | 1 |  |  |  | Demand Charge Reduction |  | FALSE
1012 | 1045 | 1048 | Facility A in zip code 12189 |  |  |  |  | 2007 | F - Capital | Energy Storage | 0 | 0 | 0 | 0 | 80 | 44 | 640 | 352 | 0 | 0 | 0 | 0 | Trane-CALMAC | 1 |  |  |  | Demand Charge Reduction |  | FALSE
1013 | 1046 | 1049 | Home A in zip code 12494 |  |  |  |  | Apr 26, 2019 | G - Hudson Valley | Energy Storage | 0 | 0 | 10 | 0 | 0 | 0 | 0 | 0 | 0 | 0 | 0 | 0 | Tesla, Inc. | 1 | [5 empty] | FALSE
1014 | 1047 | 1050 | HomeB in zip code 11040 |  |  |  |  | Apr 19, 2019 | K - Long Island | Energy Storage | 0 | 0 | 9 | 0 | 0 | 0 | 0 | 0 | 0 | 0 | 0 | 0 | Tesla, Inc. | 1
1015 | 1048 | 1051 | Home C in zip code 11576 |  |  |  |  | May 9, 2019 | K - Long Island | Energy Storage | 0 | 0 | 14.25 | 0 | 0 | 0 | 0 | 0 | 0 | 0 | 0 | 0 | Tesla, Inc. | 1
1016 | 1049 | 707 | Credit Suisse |  |  |  |  | 2018 | J - New York City | Energy Storage | 0 | 0 | 0 | 0 | 840 | 462 | 6720 | 3696 | 0 | 0 | 0 | 0 | Trane-CALMAC | 1 |  |  |  | Demand Charge Reduction |  | FALSE
1017 | 1050 | 1053 | Home A in zip code 10954 |  |  |  |  | May 1, 2019 | G - Hudson Valley | Energy Storage | 0 | 0 | 10 | 0 | 0 | 0 | 0 | 0 | 0 | 0 | 0 | 0 | Tesla, Inc. | 1 | [5 empty] | FALSE
1018 | 1051 | 1054 | Home A in zip code 10992 |  |  |  |  | Apr 8, 2019 | G - Hudson Valley | Energy Storage | 0 | 0 | 5 | 0 | 0 | 0 | 0 | 0 | 0 | 0 | 0 | 0 | Tesla, Inc. | 1 | [5 empty] | FALSE
1019 | 1052 | 1055 | Home A in zip code 11940 |  |  |  |  | Apr 23, 2019 | K - Long Island | Energy Storage | 0 | 0 | 7.6 | 0 | 0 | 0 | 0 | 0 | 0 | 0 | 0 | 0 | Tesla, Inc. | 1
1020 | 1053 | 1056 | Home A in zip code 11762 |  |  |  |  | Apr 19, 2019 | K - Long Island | Energy Storage | 0 | 0 | 6.94 | 0 | 0 | 0 | 0 | 0 | 0 | 0 | 0 | 0 | Tesla, Inc. | 1
1021 | 1054 | 1057 | Home A in zip code 11572 |  |  |  |  | May 1, 2019 | K - Long Island | Energy Storage | 0 | 0 | 5.2 | 0 | 0 | 0 | 0 | 0 | 0 | 0 | 0 | 0 | Tesla, Inc. | 1
1022 | 1055 | 1058 | Home A in zip code 11706 |  |  |  |  | May 1, 2019 | K - Long Island | Energy Storage | 0 | 0 | 11.4 | 0 | 0 | 0 | 0 | 0 | 0 | 0 | 0 | 0 | Tesla, Inc. | 1
1023 | 1056 | 1059 | Home A in zip code 11777 |  |  |  |  | May 14, 2019 | K - Long Island | Energy Storage | 0 | 0 | 16 | 0 | 0 | 0 | 0 | 0 | 0 | 0 | 0 | 0 | Tesla, Inc. | 1
1024 | 1057 | 1060 | Home A in zip code 10530 |  |  |  |  | Mar 11, 2019 | I - Dunwoodie | Energy Storage | 0 | 0 | 5 | 0 | 0 | 0 | 0 | 0 | 0 | 0 | 0 | 0 | Tesla, Inc. | 1 | [5 empty] | FALSE
1025 | 1058 | 1061 | Home A in zip code 10590 |  |  |  |  | May 14, 2019 | G - Hudson Valley | Energy Storage | 0 | 0 | 5 | 0 | 0 | 0 | 0 | 0 | 0 | 0 | 0 | 0 | Tesla, Inc. | 1 | [5 empty] | FALSE
1026 | 1059 | 1062 | Rockefeller Center |  |  |  |  | 2018 | J - New York City | Energy Storage | 0 | 0 | 0 | 0 | 1448.75 | 796.8125 | 11590 | 6374.5 | 0 | 0 | 0 | 0 | Trane-CALMAC | 1 |  |  |  | Demand Charge Reduction |  | FALSE
1027 | 1060 | 1063 | Home B in zip code 10918 |  |  |  |  | Apr 26, 2019 | G - Hudson Valley | Energy Storage | 0 | 0 | 10 | 0 | 0 | 0 | 0 | 0 | 0 | 0 | 0 | 0 | Tesla, Inc. | 1 | [5 empty] | FALSE
1028 | 1061 | 1064 | Home A in zip code 12549 |  |  |  |  | May 13, 2019 | G - Hudson Valley | Energy Storage | 0 | 0 | 10 | 0 | 0 | 0 | 0 | 0 | 0 | 0 | 0 | 0 | Tesla, Inc. | 1 | [5 empty] | FALSE
1029 | 1062 | 1065 | Home A in zip code 10923 |  |  |  |  | May 22, 2019 | G - Hudson Valley | Energy Storage | 0 | 0 | 10 | 0 | 0 | 0 | 0 | 0 | 0 | 0 | 0 | 0 | Tesla, Inc. | 1 | [5 empty] | FALSE
1030 | 1063 | 1066 | Village of Albion |  | Village of Albion - 78822 | Village of Albion - 78822 |  |  | A - West | Solar PV | 1310.4 | 0 | 0 | 0 | 0 | 0 | 0 | 0 | 0 | 0 | 0 | 0 | SolarCity (now Tesla) | 1 | 2019-07-30 | 2021-10-16 |  |  |  | TRUE
1031 | 1064 | 1067 | Luna Park Apartments - Building 4 |  | Luna Park Building 4 |  |  |  | J - New York City | CHP | 100 | 613 | 0 | 0 | 0 | 0 | 0 | 0 | 0 | 0 | 0 | 0 | Tecogen, Inc. | 1 | 2019-08-12 | 2023-03-31 |  |  |  | TRUE | TRUE | TRUE
1032 | 1065 | 1068 | Chester NY 1, LLC |  | Chester NY 1, LLC - 102825 | Chester NY 1, LLC - 102825 |  |  | G - Hudson Valley | Solar PV | 2709.63 | 0 | 0 | 0 | 0 | 0 | 0 | 0 | 0 | 0 | 0 | 0 | Nautilus Solar Energy | 1 | 2019-07-26 | 2022-12-26 |  |  |  | TRUE
1033 | 1066 | 1070 | Franklin County Solid Waste |  | Franklin County - 66672 | Franklin County - 66672 |  |  | E - Mohawk Valley | Solar PV | 2063 | 0 | 0 | 0 | 0 | 0 | 0 | 0 | 0 | 0 | 0 | 0 | S&C Electric Company | 1 | 2019-08-01 |  |  |  |  | TRUE
1034 | 1066 | 1070 | Franklin County Solid Waste |  | Village of Malone - 66641 | Village of Malone - 66641 |  |  | E - Mohawk Valley | Solar PV | 1428 | 0 | 0 | 0 | 0 | 0 | 0 | 0 | 0 | 0 | 0 | 0 | S&C Electric Company | 1 | 2019-08-01 |  |  |  |  | TRUE
1035 | 1070 | 502 | Steel Sun 1 & 2 |  | Steel Sun 2 Canisius College 9 - 49851A | Steel Sun 2 Canisius College 9 - 49851A |  |  | A - West | Solar PV | 2999 | 0 | 0 | 0 | 0 | 0 | 0 | 0 | 0 | 0 | 0 | 0 | BQ Energy Development, LLC | 1 | 2019-08-03 |  |  |  |  | TRUE
1036 | 1067 | 1071 | Hudson Solar OCCF |  | Hudson Solar OCCF - 90756 | Hudson Solar OCCF - 90756 |  |  | G - Hudson Valley | Solar PV | 383.4 | 0 | 0 | 0 | 0 | 0 | 0 | 0 | 0 | 0 | 0 | 0 | SunCommon | 1 | 2019-08-06 |  |  |  |  | TRUE
1037 | 1068 | 1069 | Crans Mill Road Solar Project |  | Crans Mill Road Solar Project - 109594A | Crans Mill Road Solar Project - 109594A |  |  | G - Hudson Valley | Solar PV | 2794.5 | 0 | 0 | 0 | 0 | 0 | 0 | 0 | 0 | 0 | 0 | 0 | Borrego Solar (formerly SEC Newco, LLC) | 1 | 2019-08-08 |  |  |  |  | TRUE
1038 | 1069 | 1072 | New York Towers |  | New York Towers | New York Towers |  |  | J - New York City | CHP | 795 | 4257 | 0 | 0 | 0 | 0 | 0 | 0 | 0 | 0 | 0 | 0 | IntelliGen Power Systems | 3 | 2019-08-19 | 2023-03-31 |  |  | TRUE | TRUE | TRUE | TRUE | TRUE
1039 | 1071 | 1073 | Underhill |  | Underhill - 50804 | Underhill - 50804 |  |  | G - Hudson Valley | Solar PV | 3011.04 | 0 | 0 | 0 | 0 | 0 | 0 | 0 | 0 | 0 | 0 | 0 | Cypress Creek Renewables | 1 | 2019-08-08 |  |  |  |  | TRUE
1040 | 1072 | 1074 | Grabinski Solar |  | Grabinski Solar - 77512 | Grabinski Solar - 77512 |  |  | G - Hudson Valley | Solar PV | 3002.19 | 0 | 0 | 0 | 0 | 0 | 0 | 0 | 0 | 0 | 0 | 0 | Cypress Creek Renewables | 1 | 2019-08-08 |  |  |  |  | TRUE
1041 | 1073 | 1075 | Rivercross Tenants Corp | Rivercross | Rivercross Tenants Corp | Rivercross Tenants Corp | 400 | August 2019 | J - New York City | CHP | 400 | 2452 | 0 | 0 | 0 | 0 | 0 | 0 | 0 | 0 | 0 | 0 | Tecogen, Inc. | 4 | 2019-08-03 | 2023-03-31 |  |  |  | TRUE | TRUE | TRUE
1042 | 1074 | 1076 | Bluestone |  | Bluestone - 50812 | Bluestone - 50812 |  |  | G - Hudson Valley | Solar PV | 3012.75 | 0 | 0 | 0 | 0 | 0 | 0 | 0 | 0 | 0 | 0 | 0 | Cypress Creek Renewables | 1 | 2019-08-08 |  |  |  |  | TRUE
1043 | 1075 | 1077 | Hoosac School |  | Hoosac School - 89119 | Hoosac School - 89119 |  |  | F - Capital | Solar PV | 474.24 | 0 | 0 | 0 | 0 | 0 | 0 | 0 | 0 | 0 | 0 | 0 | Enlighten Solar Inc. | 1 | 2019-08-16 | 2022-04-25 |  |  |  | TRUE
1044 | 1076 | 1078 | Manhattan Beer Distributors - Suffern 2 |  | Manhattan Beer Distributors - Suffern 2 - 41232 | Manhattan Beer Distributors Suffern 2 - 41232 |  |  | G - Hudson Valley | Solar PV | 895.05 | 0 | 0 | 0 | 0 | 0 | 0 | 0 | 0 | 0 | 0 | 0 | OnForce Solar, Inc. | 1 | 2019-08-11 | 2022-01-15 |  |  |  | TRUE
1045 | 1077 | 1079 | Delaware River Solar 297 Boas Rd |  | Solar Farms New York - Mooers Community Solar Farm I - 77898 | Delaware River Solar - 297 Boas Rd 1 - 77898 |  |  | D - North | Solar PV | 2856 | 0 | 0 | 0 | 0 | 0 | 0 | 0 | 0 | 0 | 0 | 0 | Distributed Asset Solutions LLC | 1 | 2019-09-02 | 2023-07-12 | Delaware River Solar - 297 Boas Road 1 - 77898 |  |  | TRUE
1046 | 1077 | 1079 | Delaware River Solar 297 Boas Rd |  | Solar Farms New York - Mooers Community Solar Farm II - 77920 | Delaware River Solar 297 Boas Rd 2 | 2782.08 |  | D - North | Solar PV | 2782.08 | 0 | 0 | 0 | 0 | 0 | 0 | 0 | 0 | 0 | 0 | 0 | Distributed Asset Solutions LLC | 1 | 2019-09-02 | 2023-07-12 | Delaware River Solar 297 Boas Rd 2 |  |  | TRUE
1047 | 1077 | 1079 | Delaware River Solar 297 Boas Rd |  | Solar Farms New York - Mooers Community Solar Farm III - 77922 | Delaware River Solar - 297 Boas Rd 3 - 77922 |  |  | D - North | Solar PV | 2782.08 | 0 | 0 | 0 | 0 | 0 | 0 | 0 | 0 | 0 | 0 | 0 | Distributed Asset Solutions LLC | 1 | 2019-09-02 | 2023-07-12 | Delaware River Solar - 297 Boas Road 3 - 77922 |  |  | TRUE
1048 | 1078 | 1080 | Delaware River Solar - Podunk Road |  | Solar Farms New York - Enfield Community Solar Farm - 76204 | Delaware River Solar - 236 Podunk - 76204 |  |  | C - Central | Solar PV | 2744.82 | 0 | 0 | 0 | 0 | 0 | 0 | 0 | 0 | 0 | 0 | 0 | Distributed Asset Solutions LLC | 1 | 2019-09-02 | 2023-07-12 | Delaware River Solar 236 Podunk Rd |  |  | TRUE
1049 | 1079 | 1081 | Luna Park Apartments - Building 5 |  | Luna Park Building 5 |  |  |  | J - New York City | CHP | 100 | 613 | 0 | 0 | 0 | 0 | 0 | 0 | 0 | 0 | 0 | 0 | Tecogen, Inc. | 1 | 2019-09-06 | 2023-03-31 |  |  |  | TRUE | TRUE | TRUE
1050 | 1080 | 1082 | Home C in zip code 10549 |  |  |  |  | Jun 10, 2019 | H - Millwood | Energy Storage | 0 | 0 | 3.8 | 0 | 0 | 0 | 0 | 0 | 0 | 0 | 0 | 0 | Tesla, Inc. | 1 | [5 empty] | FALSE
1051 | 1081 | 1083 | Home B in zip code 10549 |  |  |  |  | Jun 25, 2019 | H - Millwood | Energy Storage | 0 | 0 | 5 | 0 | 0 | 0 | 0 | 0 | 0 | 0 | 0 | 0 | Tesla, Inc. | 1 | [5 empty] | FALSE
1052 | 1082 | 1084 | Home B in zip code 10920 |  |  |  |  | Jun 6, 2019 | G - Hudson Valley | Energy Storage | 0 | 0 | 10 | 0 | 0 | 0 | 0 | 0 | 0 | 0 | 0 | 0 | Tesla, Inc. | 1 | [5 empty] | FALSE
1053 | 1083 | 1085 | Home G in zip code 10956 |  |  |  |  | Jun 26, 2019 | G - Hudson Valley | Energy Storage | 0 | 0 | 10 | 0 | 0 | 0 | 0 | 0 | 0 | 0 | 0 | 0 | Tesla, Inc. | 1 | [5 empty] | FALSE
1054 | 1084 | 1086 | Home C in zip code 10990 |  |  |  |  | Jun 5, 2019 | G - Hudson Valley | Energy Storage | 0 | 0 | 10 | 0 | 0 | 0 | 0 | 0 | 0 | 0 | 0 | 0 | Tesla, Inc. | 1 | [5 empty] | FALSE
1055 | 1085 | 1087 | Home A in zip code 11554 |  |  |  |  | Jun 11, 2019 | K - Long Island | Energy Storage | 0 | 0 | 7.6 | 0 | 0 | 0 | 0 | 0 | 0 | 0 | 0 | 0 | Tesla, Inc. | 1
1056 | 1086 | 1088 | Home A in zip code 11702 |  |  |  |  | Jun 6, 2019 | K - Long Island | Energy Storage | 0 | 0 | 11.93 | 0 | 0 | 0 | 0 | 0 | 0 | 0 | 0 | 0 | Tesla, Inc. | 1
1057 | 1087 | 1089 | Home A in zip code 11757 |  |  |  |  | Jun 18, 2019 | K - Long Island | Energy Storage | 0 | 0 | 5.2 | 0 | 0 | 0 | 0 | 0 | 0 | 0 | 0 | 0 | Tesla, Inc. | 1
1058 | 1088 | 1090 | Home B in zip code 11757 |  |  |  |  | Jun 6, 2019 | K - Long Island | Energy Storage | 0 | 0 | 6 | 0 | 0 | 0 | 0 | 0 | 0 | 0 | 0 | 0 | Tesla, Inc. | 1
1059 | 1089 | 1091 | Home A in zip code 11803 |  |  |  |  | Jun 6, 2019 | K - Long Island | Energy Storage | 0 | 0 | 6.6 | 0 | 0 | 0 | 0 | 0 | 0 | 0 | 0 | 0 | Tesla, Inc. | 1
1060 | 1090 | 1092 | Home B in zip code 11937 |  |  |  |  | Jun 27, 2019 | K - Long Island | Energy Storage | 0 | 0 | 3.8 | 0 | 0 | 0 | 0 | 0 | 0 | 0 | 0 | 0 | Tesla, Inc. | 1
1061 | 1091 | 1093 | Home B in zip code 11952 |  |  |  |  | Jun 11, 2019 | K - Long Island | Energy Storage | 0 | 0 | 8 | 0 | 0 | 0 | 0 | 0 | 0 | 0 | 0 | 0 | Tesla, Inc. | 1
1062 | 1092 | 1094 | Home A in zip code 11963 |  |  |  |  | Jun 28, 2019 | K - Long Island | Energy Storage | 0 | 0 | 10 | 0 | 0 | 0 | 0 | 0 | 0 | 0 | 0 | 0 | Tesla, Inc. | 1
1063 | 1093 | 1095 | Home B in zip code 12494 |  |  |  |  | Jun 18, 2019 | G - Hudson Valley | Energy Storage | 0 | 0 | 5 | 13.5 | 0 | 0 | 0 | 0 | 0 | 0 | 0 | 0 | Tesla, Inc. | 1 | [5 empty] | FALSE
1064 | 1094 | 1096 | Home B in zip code 12737 |  |  |  |  | Jun 3, 2019 | E - Mohawk Valley | Energy Storage | 0 | 0 | 5 | 0 | 0 | 0 | 0 | 0 | 0 | 0 | 0 | 0 | Tesla, Inc. | 1 | [5 empty] | FALSE
1065 | 1095 | 1097 | Greenville NY 1, LLC |  | Greenville NY 1, LLC - 78868 | Greenville NY 1, LLC - 78868 |  |  | G - Hudson Valley | Solar PV | 2299 | 0 | 0 | 0 | 0 | 0 | 0 | 0 | 0 | 0 | 0 | 0 | Nautilus Solar Energy | 1 | 2019-09-09 | 2023-12-28 |  |  |  | TRUE
1066 | 1096 | 1098 | Abundant Solar Power Bennett |  | Abundant Solar Power Bennett - 105577 | Abundant Solar Power Bennett - 105577 |  |  | B - Genessee | Solar PV | 1982.68 | 0 | 0 | 0 | 0 | 0 | 0 | 0 | 0 | 0 | 0 | 0 | Abundant Solar Power | 1 | 2019-09-19 |  |  |  |  | TRUE
1067 | 1097 | 1099 | Abundant Solar Power Macedon |  | Abundant Solar Power Macedon - 89636 | Abundant Solar Power Macedon - 89636 |  |  | C - Central | Solar PV | 2841.16 | 0 | 0 | 0 | 0 | 0 | 0 | 0 | 0 | 0 | 0 | 0 | Abundant Solar Power | 1 | 2019-09-19 |  |  |  |  | TRUE
1068 | 1098 | 1100 | Abundant Solar Power Whittier |  | Abundant Solar Power Whittier - 91948 | Abundant Solar Power Whittier - 91948 |  |  | B - Genessee | Solar PV | 2575.44 | 0 | 0 | 0 | 0 | 0 | 0 | 0 | 0 | 0 | 0 | 0 | Abundant Solar Power | 1 | 2019-09-19 |  |  |  |  | TRUE
1069 | 1099 | 1101 | Abundant Solar Power Williamson |  | Abundant Solar Power Williamson - 89340 | Abundant Solar Power Williamson - 89340 |  |  | B - Genessee | Solar PV | 2759.4 | 0 | 0 | 0 | 0 | 0 | 0 | 0 | 0 | 0 | 0 | 0 | Abundant Solar Power | 1 | 2019-09-19 |  |  |  |  | TRUE
1070 | 1100 | 1102 | Seneca Lake Solar LLC |  | Seneca Lake Solar LLC - 50868 | Seneca Lake Solar LLC - 50868 |  |  | C - Central | Solar PV | 3062.4 | 0 | 0 | 0 | 0 | 0 | 0 | 0 | 0 | 0 | 0 | 0 | ForeFront Power | 1 | 2019-09-26 |  |  |  |  | TRUE
1071 | 1101 | 1103 | Mohonasen CSD |  | Mohonasen CSD - 49509 | Mohonasen CSD - 49509 |  |  | F - Capital | Solar PV | 1533.87 | 0 | 0 | 0 | 0 | 0 | 0 | 0 | 0 | 0 | 0 | 0 | Tesla Energy Operations, Inc. | 1 | 2019-10-07 | 2022-11-10 |  |  |  | TRUE
1072 | 1102 | 1104 | Village View 1 |  | Village View 1 | Village View 1 |  |  | J - New York City | CHP | 125 | 780 | 0 | 0 | 0 | 0 | 0 | 0 | 0 | 0 | 0 | 0 | Tecogen, Inc. | 1 | 2019-04-04 | 2023-03-31 |  |  | FALSE | TRUE | TRUE | TRUE
1073 | 1103 | 1105 | Village View 2 |  | Village View 2 | Village View 2 |  |  | J - New York City | CHP | 125 | 780 | 0 | 0 | 0 | 0 | 0 | 0 | 0 | 0 | 0 | 0 | Tecogen, Inc. | 1 | 2019-04-02 | 2023-03-31 |  |  | FALSE | TRUE | TRUE | TRUE
1074 | 1104 | 1106 | Village View 3 |  | Village View 3 | Village View 3 |  |  | J - New York City | CHP | 125 | 780 | 0 | 0 | 0 | 0 | 0 | 0 | 0 | 0 | 0 | 0 | Tecogen, Inc. | 1 | 2019-04-02 | 2023-03-31 |  |  | FALSE | TRUE | TRUE | TRUE
1075 | 1105 | 1107 | Village View 5 |  | Village View 5 | Village View 5 |  |  | J - New York City | CHP | 125 | 780 | 0 | 0 | 0 | 0 | 0 | 0 | 0 | 0 | 0 | 0 | Tecogen, Inc. | 1 | 2019-08-23 | 2023-03-31 |  |  | FALSE | TRUE | TRUE | TRUE
1076 | 1106 | 1108 | Solar Farms New York - 256 Van Etten |  | Solar Farms New York - Spencer Solar Farm 1 | Solar Farms New York - Spencer Solar Farm 1 - 76985 |  |  | C - Central | Solar PV | 2994.875 | 0 | 0 | 0 | 0 | 0 | 0 | 0 | 0 | 0 | 0 | 0 | Distributed Asset Solutions LLC | 1 | 2019-10-10 | 2023-07-12 |  |  |  | TRUE
1077 | 1107 | 1109 | Solar Farms New York - 292 Van Etten |  | Solar Farms New York - Spencer Solar Farm 2-3 | Solar Farms New York - Spencer Solar Farm 2-3 - 76957 |  |  | C - Central | Solar PV | 5990.225 | 0 | 0 | 0 | 0 | 0 | 0 | 0 | 0 | 0 | 0 | 0 | Distributed Asset Solutions LLC | 1 | 2019-10-10 | 2023-07-12 |  |  |  | TRUE
1078 | 1108 | 1110 | Solar Farms New York - 350 Van Etten |  | Solar Farms New York - Spencer Solar Farm 4-5 | Solar Farms New York - Spencer Solar Farm 4-5 - 82484 |  |  | C - Central | Solar PV | 5994.025 | 0 | 0 | 0 | 0 | 0 | 0 | 0 | 0 | 0 | 0 | 0 | Distributed Asset Solutions LLC | 1 | 2019-10-10 | 2023-07-12 |  |  |  | TRUE
1079 | 1108 | 1110 | Solar Farms New York - 350 Van Etten |  | Solar Farms New York - Spencer Solar Farm 6-7 | Solar Farms New York - Spencer Solar Farm 6-7 - 76954 |  |  | C - Central | Solar PV | 5963.065 | 0 | 0 | 0 | 0 | 0 | 0 | 0 | 0 | 0 | 0 | 0 | Distributed Asset Solutions LLC | 1 | 2019-10-10 | 2023-07-12 |  |  |  | TRUE
1080 | 1108 | 1110 | Solar Farms New York - 350 Van Etten |  | Solar Farms New York - Spencer Solar Farm 8 | Solar Farms New York - Spencer Solar Farm 8 - 76880 |  |  | C - Central | Solar PV | 2994.875 | 0 | 0 | 0 | 0 | 0 | 0 | 0 | 0 | 0 | 0 | 0 | Distributed Asset Solutions LLC | 1 | 2019-10-10 | 2023-07-12 |  |  |  | TRUE
1081 | 1109 | 1111 | Nexamp Solar, LLC |  | Nexamp Solar, LLC - 90746 | Nexamp Solar, LLC | 2604.96 |  | G - Hudson Valley | Solar PV | 2604.96 | 0 | 0 | 0 | 0 | 0 | 0 | 0 | 0 | 0 | 0 | 0 | Nexamp | 1 | 2019-08-01 |  |  |  |  | TRUE
1083 | 1110 | 1112 | Cricket Hill Solar, LLC | Cricket Hill Solar, LLC - 67652 | Cricket Hill Solar, LLC - 67652 | Cricket Hill Solar, LLC | 3065.04 |  | G - Hudson Valley | Solar PV | 3065.04 | 0 | 0 | 0 | 0 | 0 | 0 | 0 | 0 | 0 | 0 | 0 | ForeFront Power | 1 | 2019-10-06 |  |  |  |  | TRUE
1084 | 1111 | 1113 | Three Boroughs LLC |  | Three Boroughs LLC - 97240 | Three Boroughs LLC | 1101.6 |  | J - New York City | Solar PV | 1101.6 | 0 | 0 | 0 | 0 | 0 | 0 | 0 | 0 | 0 | 0 | 0 | OnForce Solar, Inc. | 1 | 2019-10-18 | 2023-07-12 |  |  |  | TRUE
1085 | 1112 | 1114 | Ellsworth Solar, LLC |  | Ellsworth Solar, LLC - 50862 | Ellsworth Solar, LLC - 50862 |  |  | F - Capital | Solar PV | 3062.4 | 0 | 0 | 0 | 0 | 0 | 0 | 0 | 0 | 0 | 0 | 0 | ForeFront Power | 1 | 2019-10-18 | 2023-06-19 |  |  |  | TRUE
1086 | 1113 | 1115 | Ellsworth II |  | Ellsworth II - 81459 | Ellsworth II - 81459 |  |  | F - Capital | Solar PV | 3062.4 | 0 | 0 | 0 | 0 | 0 | 0 | 0 | 0 | 0 | 0 | 0 | ForeFront Power | 1 | 2019-10-18 | 2022-05-27 |  |  |  | TRUE
1087 | 1114 | 1116 | Solar Farms New York - Baldwins Community Solar |  | Solar Farms New York - Baldwins Community Solar - 78922 | Solar Farms New York - Baldwins Community Solar Farm - 78922 | 2757.24 |  | C - Central | Solar PV | 2757.24 | 0 | 0 | 0 | 0 | 0 | 0 | 0 | 0 | 0 | 0 | 0 | Distributed Asset Solutions LLC | 1 | 2019-11-22 | 2023-07-12 |  |  |  | TRUE
1088 | 1115 | 1117 | Home A in zip code 10520 |  |  |  |  | Jun 20, 2019 | G - Hudson Valley | Energy Storage | 0 | 0 | 10 | 0 | 0 | 0 | 0 | 0 | 0 | 0 | 0 | 0 | Tesla Energy Operations, Inc. | 1 | [5 empty] | FALSE
1089 | 1116 | 1118 | Home C in zip code 10510 |  |  |  |  | Jun 13, 2019 | I - Dunwoodie | Energy Storage | 0 | 0 | 10 | 0 | 0 | 0 | 0 | 0 | 0 | 0 | 0 | 0 | Tesla Energy Operations, Inc. | 1 | [5 empty] | FALSE
1090 | 1117 | 1119 | Home C in zip code 10562 |  |  |  |  | May 22, 2019 | I - Dunwoodie | Energy Storage | 0 | 0 | 10 | 0 | 0 | 0 | 0 | 0 | 0 | 0 | 0 | 0 | Tesla Energy Operations, Inc. | 1 | [5 empty] | FALSE
1091 | 1118 | 1120 | Home C in zip code 10510 |  |  |  |  | May 10, 2019 | I - Dunwoodie | Energy Storage | 0 | 0 | 10 | 0 | 0 | 0 | 0 | 0 | 0 | 0 | 0 | 0 | Tesla Energy Operations, Inc. | 1 | [5 empty] | FALSE
1092 | 1119 | 1121 | Home B in zip code 10552 |  |  |  |  | Apr 9, 2019 | I - Dunwoodie | Energy Storage | 0 | 0 | 10 | 0 | 0 | 0 | 0 | 0 | 0 | 0 | 0 | 0 | Tesla Energy Operations, Inc. | 1 | [5 empty] | FALSE
1093 | 1120 | 1122 | Home A in zip code 10504 |  |  |  |  | Mar 25, 2019 | J - New York City | Energy Storage | 0 | 0 | 10 | 0 | 0 | 0 | 0 | 0 | 0 | 0 | 0 | 0 | Tesla Energy Operations, Inc. | 1 | [5 empty] | FALSE
1094 | 1121 | 1123 | Home B in zip code 10583 |  |  |  |  | Feb 20, 2019 | I - Dunwoodie | Energy Storage | 0 | 0 | 10 | 0 | 0 | 0 | 0 | 0 | 0 | 0 | 0 | 0 | Tesla Energy Operations, Inc. | 1 | [5 empty] | FALSE
1095 | 1122 | 1124 | Home B in zip code 10566 |  |  |  |  | Jun 12, 2019 | H - Millwood | Energy Storage | 0 | 0 | 5 | 0 | 0 | 0 | 0 | 0 | 0 | 0 | 0 | 0 | Tesla Energy Operations, Inc. | 1 | [5 empty] | FALSE
1096 | 1123 | 1125 | Home D in zip code 10562 |  |  |  |  | May 22, 2019 | I - Dunwoodie | Energy Storage | 0 | 0 | 5 | 0 | 0 | 0 | 0 | 0 | 0 | 0 | 0 | 0 | Tesla Energy Operations, Inc. | 1 | [5 empty] | FALSE
1097 | 1124 | 1126 | Home B in zip code 10705 |  |  |  |  | May 2, 2019 | I - Dunwoodie | Energy Storage | 0 | 0 | 5 | 0 | 0 | 0 | 0 | 0 | 0 | 0 | 0 | 0 | Tesla Energy Operations, Inc. | 1 | [5 empty] | FALSE
1098 | 1125 | 1127 | Home B in zip code 10804 |  |  |  |  | Apr 10, 2019 | I - Dunwoodie | Energy Storage | 0 | 0 | 5 | 0 | 0 | 0 | 0 | 0 | 0 | 0 | 0 | 0 | Tesla Energy Operations, Inc. | 1 | [5 empty] | FALSE
1099 | 1126 | 1128 | Home C in zip code 10918 |  |  |  |  | Jul 3, 2019 | G - Hudson Valley | Energy Storage | 0 | 0 | 5 | 0 | 0 | 0 | 0 | 0 | 0 | 0 | 0 | 0 | Tesla Energy Operations, Inc. | 1 | [5 empty] | FALSE
1100 | 1127 | 1129 | Home A in zip code 10925 |  |  |  |  | Jul 18, 2019 | G - Hudson Valley | Energy Storage | 0 | 0 | 4 | 0 | 0 | 0 | 0 | 0 | 0 | 0 | 0 | 0 |  | 1 | [5 empty] | FALSE
1101 | 1128 | 1130 | Home B in zip code 12603 |  |  |  |  | Jul 10, 2019 | G - Hudson Valley | Energy Storage | 0 | 0 | 10 | 0 | 0 | 0 | 0 | 0 | 0 | 0 | 0 | 0 | Tesla Energy Operations, Inc. | 1 | [5 empty] | FALSE
1102 | 1129 | 1131 | Home E in zip code 12550 |  |  |  |  | Jul 15, 2019 | G - Hudson Valley | Energy Storage | 0 | 0 | 5 | 0 | 0 | 0 | 0 | 0 | 0 | 0 | 0 | 0 | Tesla Energy Operations, Inc. | 1 | [5 empty] | FALSE
1103 | 1130 | 1132 | Home A in zip code 10981 |  |  |  |  | Jul 18, 2019 | G - Hudson Valley | Energy Storage | 0 | 0 | 10 | 0 | 0 | 0 | 0 | 0 | 0 | 0 | 0 | 0 |  | 1 | [5 empty] | FALSE
1104 | 1131 | 1133 | Home C in zip code 12550 |  |  |  |  | May 9, 2019 | G - Hudson Valley | Energy Storage | 0 | 0 | 15 | 0 | 0 | 0 | 0 | 0 | 0 | 0 | 0 | 0 | New York State Solar Farm | 1 | [5 empty] | FALSE
1105 | 1132 | 1134 | Home D in zip code 12538 |  |  |  |  | Jun 5, 2019 | G - Hudson Valley | Energy Storage | 0 | 0 | 10 | 0 | 0 | 0 | 0 | 0 | 0 | 0 | 0 | 0 | SunCommon | 1 | [5 empty] | FALSE
1106 | 1133 | 1135 | Home A in zip code 12458 |  |  |  |  | Jul 10, 2019 | G - Hudson Valley | Energy Storage | 0 | 0 | 10 | 0 | 0 | 0 | 0 | 0 | 0 | 0 | 0 | 0 | SunCommon | 1 | [5 empty] | FALSE
1107 | 1134 | 1136 | Home B in zip code 12409 |  |  |  |  | May 3, 2019 | G - Hudson Valley | Energy Storage | 0 | 0 | 10 | 0 | 0 | 0 | 0 | 0 | 0 | 0 | 0 | 0 | Tesla Energy Operations, Inc. | 1 | [5 empty] | FALSE
1108 | 1135 | 1137 | Home B in zip code 12446 |  |  |  |  | Jul 25, 2019 | G - Hudson Valley | Energy Storage | 0 | 0 | 15 | 0 | 0 | 0 | 0 | 0 | 0 | 0 | 0 | 0 | Tesla Energy Operations, Inc. | 1 | [5 empty] | FALSE
1109 | 1136 | 1138 | Home A in zip code 12514 |  |  |  |  | Apr 23, 2019 | G - Hudson Valley | Energy Storage | 0 | 0 | 10 | 0 | 0 | 0 | 0 | 0 | 0 | 0 | 0 | 0 | Tesla Energy Operations, Inc. | 1 | [5 empty] | FALSE
1110 | 1137 | 1139 | Home C in zip code 12508 |  |  |  |  | Apr 23, 2019 | G - Hudson Valley | Energy Storage | 0 | 0 | 5 | 0 | 0 | 0 | 0 | 0 | 0 | 0 | 0 | 0 | Tesla Energy Operations, Inc. | 1 | [5 empty] | FALSE
1111 | 1138 | 1140 | Home C in zip code 12446 |  |  |  |  | Apr 16, 2019 | G - Hudson Valley | Energy Storage | 0 | 0 | 10 | 0 | 0 | 0 | 0 | 0 | 0 | 0 | 0 | 0 | Tesla Energy Operations, Inc. | 1 | [5 empty] | FALSE
1112 | 1139 | 1141 | Home B in zip code 10954 |  |  |  |  | Jul 3, 2019 | G - Hudson Valley | Energy Storage | 0 | 0 | 20 | 0 | 0 | 0 | 0 | 0 | 0 | 0 | 0 | 0 | Tesla Energy Operations, Inc. | 1 | [5 empty] | FALSE
1113 | 1140 | 1142 | Home B in zip code 10524 |  |  |  |  | Jul 15, 2019 | G - Hudson Valley | Energy Storage | 0 | 0 | 10 | 0 | 0 | 0 | 0 | 0 | 0 | 0 | 0 | 0 | Tesla Energy Operations, Inc. | 1 | [5 empty] | FALSE
1114 | 1141 | 1143 | Home C in zip code 12477 |  |  |  |  | Jun 18, 2019 | G - Hudson Valley | Energy Storage | 0 | 0 | 5 | 0 | 0 | 0 | 0 | 0 | 0 | 0 | 0 | 0 | Tesla Energy Operations, Inc. | 1 | [5 empty] | FALSE
1115 | 1142 | 1144 | Home B in zip code 12578 |  |  |  |  | May 22, 2019 | G - Hudson Valley | Energy Storage | 0 | 0 | 5 | 0 | 0 | 0 | 0 | 0 | 0 | 0 | 0 | 0 | New York State Solar Farm | 1 | [5 empty] | FALSE
1116 | 1143 | 1145 | Home B in zip code 12572 |  |  |  |  | Jun 25, 2019 | G - Hudson Valley | Energy Storage | 0 | 0 | 5 | 0 | 0 | 0 | 0 | 0 | 0 | 0 | 0 | 0 | SunCommon | 1 | [5 empty] | FALSE
1117 | 1144 | 1146 | Home A in zip code 10704 |  |  |  |  | Jul 3, 2019 | I - Dunwoodie | Energy Storage | 0 | 0 | 3.8 | 0 | 0 | 0 | 0 | 0 | 0 | 0 | 0 | 0 | Tesla Energy Operations, Inc. | 1 | [5 empty] | FALSE
1118 | 1145 | 1147 | Home D in zip code 12550 |  |  |  |  | Apr 11, 2019 | G - Hudson Valley | Energy Storage | 0 | 0 | 5 | 0 | 0 | 0 | 0 | 0 | 0 | 0 | 0 | 0 | Tesla Energy Operations, Inc. | 1 | [5 empty] | FALSE
1119 | 1146 | 1148 | Home A in zip code 12515 |  |  |  |  | Apr 3, 2019 | G - Hudson Valley | Energy Storage | 0 | 0 | 5 | 0 | 0 | 0 | 0 | 0 | 0 | 0 | 0 | 0 | Tesla Energy Operations, Inc. | 1 | [5 empty] | FALSE
1120 | 1147 | 1149 | Home A in zip code 12528 |  |  |  |  | Apr 15, 2019 | G - Hudson Valley | Energy Storage | 0 | 0 | 15 | 0 | 0 | 0 | 0 | 0 | 0 | 0 | 0 | 0 | Tesla Energy Operations, Inc. | 1 | [5 empty] | FALSE
1121 | 1148 | 1150 | Home A in zip code 12586 |  |  |  |  | Feb 11, 2019 | G - Hudson Valley | Energy Storage | 0 | 0 | 10 | 0 | 0 | 0 | 0 | 0 | 0 | 0 | 0 | 0 | Tesla Energy Operations, Inc. | 1 | [5 empty] | FALSE
1122 | 1149 | 1151 | Home C in zip code 12538 |  |  |  |  | Apr 16, 2019 | G - Hudson Valley | Energy Storage | 0 | 0 | 10 | 0 | 0 | 0 | 0 | 0 | 0 | 0 | 0 | 0 | Tesla Energy Operations, Inc. | 1 | [5 empty] | FALSE
1123 | 1150 | 1152 | Home A in zip code 12518 |  |  |  |  | Jan 11, 2019 | G - Hudson Valley | Energy Storage | 0 | 0 | 5 | 0 | 0 | 0 | 0 | 0 | 0 | 0 | 0 | 0 | Tesla Energy Operations, Inc. | 1 | [5 empty] | FALSE
1124 | 1151 | 1153 | Home D in zip code 10990 |  |  |  |  | Jul 1, 2019 | G - Hudson Valley | Energy Storage | 0 | 0 | 10 | 0 | 0 | 0 | 0 | 0 | 0 | 0 | 0 | 0 | Tesla Energy Operations, Inc. | 1 | [5 empty] | FALSE
1125 | 1152 | 1154 | Home B in zip code 12461 |  |  |  |  | Mar 26, 2019 | G - Hudson Valley | Energy Storage | 0 | 0 | 5 | 0 | 0 | 0 | 0 | 0 | 0 | 0 | 0 | 0 | Tesla Energy Operations, Inc. | 1 | [5 empty] | FALSE
1126 | 1153 | 1155 | Home A in zip code 12443 |  |  |  |  | Apr 5, 2019 | G - Hudson Valley | Energy Storage | 0 | 0 | 10 | 0 | 0 | 0 | 0 | 0 | 0 | 0 | 0 | 0 | Tesla Energy Operations, Inc. | 1 | [5 empty] | FALSE
1127 | 1154 | 1156 | Felician Sisters |  | Felician Sisters - 76811 | Felician Sisters | 239.94 |  | A - West | Solar PV | 239.94 | 0 | 0 | 0 | 0 | 0 | 0 | 0 | 0 | 0 | 0 | 0 | Melink Solar & GEO | 1 | 2019-11-21 |  |  |  |  | TRUE
1128 | 1155 | 1157 | Sing PO Property, LLC |  | Sing PO Property, LLC - 100539 | Sing PO Property, LLC | 380.16 |  | J - New York City | Solar PV | 380.16 | 0 | 0 | 0 | 0 | 0 | 0 | 0 | 0 | 0 | 0 | 0 | Green Street Power Partners, LLC | 1 | 2019-11-01 |  |  |  |  | TRUE
1129 | 1156 | 1158 | Riley Road Windsor LLC |  | Riley Road Windsor LLC - 126589 | Riley Road Windsor LLC | 2772 |  | G - Hudson Valley | Solar PV | 2772 | 0 | 0 | 0 | 0 | 0 | 0 | 0 | 0 | 0 | 0 | 0 | Solar Landscape, LLC | 1 | 2019-11-11 |  |  |  |  | TRUE
1130 | 1157 | 1159 | Brick Church Solar 1 - West, LLC |  | Brick Church Solar 1 - West, LLC - 80697 | Brick Church Solar 1 - West, LLC | 5363.82 |  | F - Capital | Solar PV | 5363.82 | 0 | 0 | 0 | 0 | 0 | 0 | 0 | 0 | 0 | 0 | 0 | Nexamp | 1 | 2019-11-01 |  |  |  |  | TRUE
1131 | 1158 | 1160 | Riley Road Windsor LLC |  | Riley Road Windsor LLC - 126518 | Riley Road Windsor LLC | 2772 |  | G - Hudson Valley | Solar PV | 2772 | 0 | 0 | 0 | 0 | 0 | 0 | 0 | 0 | 0 | 0 | 0 | Solar Landscape, LLC | 1 | 2019-11-14 |  |  |  |  | TRUE
1132 | 1159 | 1161 | Village View 4 |  | Villiage View 4 | Villiage View 4 |  |  | J - New York City | CHP | 125 | 780 | 0 | 0 | 0 | 0 | 0 | 0 | 0 | 0 | 0 | 0 | Tecogen, Inc. | 1 | 2019-09-26 | 2023-03-31 |  |  | FALSE | TRUE | TRUE | TRUE
1133 | 1160 | 1162 | Village View 6 |  | Village View 6 | Village View 6 |  |  | J - New York City | CHP | 125 | 780 | 0 | 0 | 0 | 0 | 0 | 0 | 0 | 0 | 0 | 0 | Tecogen, Inc. | 1 | 2019-04-08 | 2023-03-31 |  |  | FALSE | TRUE | TRUE | TRUE
1134 | 1161 | 1163 | Village View 7 |  | Village View 7 | Village View 7 |  |  | J - New York City | CHP | 125 | 780 | 0 | 0 | 0 | 0 | 0 | 0 | 0 | 0 | 0 | 0 | Tecogen, Inc. | 1 | 2019-04-04 | 2023-03-31 |  |  | FALSE | TRUE | TRUE | TRUE
1135 | 1162 | 1164 | 200 East 57th |  | 200 East 57th | 200 East 57th Street |  |  | J - New York City | CHP | 125 | 780 | 0 | 0 | 0 | 0 | 0 | 0 | 0 | 0 | 0 | 0 | Tecogen, Inc. | 1 | 2019-09-18 | 2023-03-31 |  |  | TRUE | TRUE | TRUE | TRUE
1136 | 1163 | 1165 | Savoy Apartments |  | Savoy Apartments |  |  |  | J - New York City | CHP | 35 | 238 | 0 | 0 | 0 | 0 | 0 | 0 | 0 | 0 | 0 | 0 | Tecogen, Inc. | 1 | 2019-11-13 | 2023-03-31 |  |  |  | TRUE | TRUE |  |  |  | FALSE
1137 | 1164 | 1166 | Frog Hollow Solar - LLC |  | Frog Hollow Solar - LLC- 80611 | Frog Hollow Solar - LLC | 3003 |  | E - Mohawk Valley | Solar PV | 3003 | 0 | 0 | 0 | 0 | 0 | 0 | 0 | 0 | 0 | 0 | 0 | ForeFront Power | 1 | 2019-11-26 |  |  |  |  | TRUE
1138 | 1165 | 1167 | Greenwich Club Residences |  | Greenwich Club Residences | Greenwich Club Residence | 200 |  | J - New York City | CHP | 200 | 1226 | 0 | 0 | 0 | 0 | 0 | 0 | 0 | 0 | 0 | 0 | Tecogen, Inc. | 2 | 2019-11-07 | 2023-03-31 |  |  |  | TRUE | TRUE | TRUE
1139 | 1166 | 1168 | Oneida County Sewer District WPCP |  | Oneida County Sewer District WPCP | Oneida County Sewer District WPCP | 600 |  | E - Mohawk Valley | ADG | 600 | 0 | 0 | 0 | 0 | 0 | 0 | 0 | 0 | 0 | 0 | 0 | GHD | 2 | 2019-12-01 |  |  |  |  | TRUE | FALSE | TRUE | FALSE | TRUE |  |  | TRUE
1140 | 1167 | 1169 | Mount Hope Solar 1 (East) |  | Mount Hope Solar 1 (East) - 109142A | Mount Hope Solar 1 (East) | 2793.6 |  | G - Hudson Valley | Solar PV | 2793.6 | 0 | 0 | 0 | 0 | 0 | 0 | 0 | 0 | 0 | 0 | 0 | Borrego Solar (formerly SEC Newco, LLC) | 1 | 2019-12-03 |  |  |  |  | TRUE
1141 | 1168 | 1170 | Fairview |  | Fairview | Fairview | 300 |  | J - New York City | CHP | 300 | 1839 | 0 | 0 | 0 | 0 | 0 | 0 | 0 | 0 | 0 | 0 | Tecogen, Inc. | 3 | 2020-02-10 | 2023-03-31 |  |  | TRUE | TRUE | TRUE | FALSE | FALSE | FALSE
1142 | 1169 | 1171 | Mima Apartments |  | Mima Apartments | Mima Apartments | 530 |  | J - New York City | CHP | 530 | 2531 | 0 | 0 | 0 | 0 | 0 | 0 | 0 | 0 | 0 | 0 | ENER-G Rudox | 2 | 2020-03-27 | 2022-07-27 |  |  | TRUE | TRUE | TRUE
1143 | 1170 | 1172 | Lafayette Apartments |  | Lafayette | Lafayette | 300 |  | J - New York City | CHP | 300 | 1839 | 0 | 0 | 0 | 0 | 0 | 0 | 0 | 0 | 0 | 0 | Tecogen, Inc. | 1 | 2019-12-12 | 2022-06-08 | The Aurum Condominium |  | FALSE | TRUE
1144 | 1171 | 1173 | Port Jervis Solar |  | Port Jervis Solar - 96816 | Port Jervis Solar | 1310.4 |  | G - Hudson Valley | Solar PV | 1310.4 | 0 | 0 | 0 | 0 | 0 | 0 | 0 | 0 | 0 | 0 | 0 | ECOPOWER LLC | 1 | 2020-01-09 |  |  |  |  | TRUE
1145 | 1172 | 1174 | Amphenol - East |  | Amphenol - East - 161035 | Amphenol - East | 3539.7 |  | C - Central | Solar PV | 3539.7 | 0 | 0 | 0 | 0 | 0 | 0 | 0 | 0 | 0 | 0 | 0 | EnterSolar, LLC | 1 | 2019-12-24 | 2022-08-05 |  |  |  | TRUE
1146 | 1173 | 1175 | Amphenol - West |  | Amphenol - West - 160952 | Amphenol - West | 2794.5 |  | E - Mohawk Valley | Solar PV | 2794.5 | 0 | 0 | 0 | 0 | 0 | 0 | 0 | 0 | 0 | 0 | 0 | EnterSolar, LLC | 1 | 2020-02-10 |  |  |  |  | TRUE
1148 | 1175 | 1177 | Cubit Power - Staten Island Ice |  |  | Cubit Power – Staten Island Ice | 10800 |  | J - New York City | CHP | 10800 | 0 | 0 | 0 | 0 | 0 | 0 | 0 | 0 | 0 | 0 | 0 | Cubit Power Systems | 2 | 2019-04-01 | 2020-10-14 |  |  |  | TRUE
1149 | 1176 | 1178 | Pool Brook - NY Laurens I - 149 Pool Brook Rd |  | Pool Brook - NY Laurens I - 149 Pool Brook Rd - 50834 | Pool Brook - NY Laurens I - 149 Pool Brook Rd | 2732.4 |  | E - Mohawk Valley | Solar PV | 2732.4 | 0 | 0 | 0 | 0 | 0 | 0 | 0 | 0 | 0 | 0 | 0 | Generate Capital, Inc. | 1 | 2020-01-15 |  |  |  |  | TRUE
1150 | 1177 | 1179 | Kelly Bridge - NY Liberty I - 83 Kelly Bridge Road |  | Kelly Bridge - NY Liberty I - 83 Kelly Bridge Road - 67641 | Kelly Bridge - NY Liberty I - 83 Kelly Bridge Road | 2751.03 |  | E - Mohawk Valley | Solar PV | 2751.03 | 0 | 0 | 0 | 0 | 0 | 0 | 0 | 0 | 0 | 0 | 0 | Generate Capital, Inc. | 1 | 2020-01-15 |  |  |  |  | TRUE
1151 | 1178 | 1180 | Burritt Road - NY Parma I - 146 Burritt Road |  | Burritt Road - NY Parma I - 146 Burritt Road - 69549 | Burritt Road - NY Parma I - 146 Burritt Road | 2772 |  | B - Genessee | Solar PV | 2772 | 0 | 0 | 0 | 0 | 0 | 0 | 0 | 0 | 0 | 0 | 0 | Generate Capital, Inc. | 1 | 2020-01-15 |  |  |  |  | TRUE
1152 | 1179 | 1181 | Washington - NY Ogden - 760 Washington Street |  | Washington 1 - NY Ogden I - 760 Washington Street - 81543 | Washington 1 - NY Ogden I - 760 Washington Street | 2757.24 |  | B - Genessee | Solar PV | 2757.24 | 0 | 0 | 0 | 0 | 0 | 0 | 0 | 0 | 0 | 0 | 0 | Generate Capital, Inc. | 1 | 2020-01-22 | 2023-05-23 |  |  |  | TRUE
1153 | 1180 | 1182 | 93 Villa Roma Rd |  | Villa Roma 1 - NY Delaware III - 93 Villa Roma Rd - 67629 | Villa Roma 1 - NY Delaware III - 93 Villa Roma Rd | 2397.6 |  | E - Mohawk Valley | Solar PV | 2397.6 | 0 | 0 | 0 | 0 | 0 | 0 | 0 | 0 | 0 | 0 | 0 | Generate Capital, Inc. | 1 | 2020-01-22 |  |  |  |  | TRUE
1154 | 1179 | 1181 | Washington - NY Ogden - 760 Washington Street |  | Washington 4 - NY Ogden IV - 760 Washington Street - 92508 | Washington 4 - NY Ogden IV - 760 Washington Street | 3356.64 |  | B - Genessee | Solar PV | 3356.64 | 0 | 0 | 0 | 0 | 0 | 0 | 0 | 0 | 0 | 0 | 0 | Generate Capital, Inc. | 1 | 2020-01-22 |  |  |  |  | TRUE
1155 | 1182 | 1185 | Sackett Lake 1 - NY Thompson I - 585 South Maplewood Rd |  | Sackett Lake 1 - NY Thompson I - 585 South Maplewood Rd - 81594 | Sackett Lake 1 - NY Thompson I - 585 South Maplewood Rd | 2782.08 |  | E - Mohawk Valley | Solar PV | 2782.08 | 0 | 0 | 0 | 0 | 0 | 0 | 0 | 0 | 0 | 0 | 0 | Generate Capital, Inc. | 1 | 2020-01-30 |  |  |  |  | TRUE
1157 | 1180 | 1182 | 93 Villa Roma Rd |  | Villa Roma 2 - NY Delaware IV - 93 Villa Roma Rd - 50825 | Villa Roma 2 - NY Delaware IV - 93 Villa Roma Rd | 2317.68 |  | E - Mohawk Valley | Solar PV | 2317.68 | 0 | 0 | 0 | 0 | 0 | 0 | 0 | 0 | 0 | 0 | 0 | Generate Capital, Inc. | 1 | 2020-01-28 | 2023-12-07 |  |  |  | TRUE
1158 | 1183 | 1187 | 180 West End |  | 180 West End | 180 West End | 200 |  | J - New York City | CHP | 200 | 1286.4 | 0 | 0 | 0 | 0 | 0 | 0 | 0 | 0 | 0 | 0 | Aegis Energy Services, Inc. | 2 | 2019-11-11 | 2023-03-31 |  |  | FALSE | TRUE
1159 | 1184 | 1188 | The Promenade |  | The Promenade | The Promenade | 100 |  | J - New York City | CHP | 100 | 643.2 | 0 | 0 | 0 | 0 | 0 | 0 | 0 | 0 | 0 | 0 | Aegis Energy Services, Inc. | 1 | 2019-11-11 | 2023-03-31 |  |  | FALSE | TRUE | TRUE
1161 | 1186 | 1190 | Delaware River Solar 309 Hospital Road |  | Delaware River Solar 309 Hospital Road - 50824 | Delaware River Solar 309 Hospital Road - 50824 |  |  | E - Mohawk Valley | Solar PV | 1689.12 | 0 | 0 | 0 | 0 | 0 | 0 | 0 | 0 | 0 | 0 | 0 | Delaware River Solar | 1 | 2020-01-30 |  |  |  |  | TRUE
1162 | 1189 | 1182 | 93 Villa Roma Rd |  | Delaware River Solar 93 Villa Roma - 50835 | Delaware River Solar 93 Villa Roma - 50835 |  |  | E - Mohawk Valley | Solar PV | 2317.68 | 0 | 0 | 0 | 0 | 0 | 0 | 0 | 0 | 0 | 0 | 0 | Delaware River Solar | 1 | 2020-01-30 | 2022-06-15 |  |  |  | TRUE
1163 | 1189 | 1182 | 93 Villa Roma Rd |  | Delaware River Solar 93 Villa Roma #2 - 50836 | Delaware River Solar 93 Villa Roma #2 - 50836 |  |  | E - Mohawk Valley | Solar PV | 2317.68 | 0 | 0 | 0 | 0 | 0 | 0 | 0 | 0 | 0 | 0 | 0 | Delaware River Solar | 1 | 2020-01-30 |  |  |  |  | TRUE
1164 | 1187 | 1191 | Delaware River Solar (Woodoak Drive) |  | Delaware River Solar (Woodoak Drive) - 50844 | Delaware River Solar (Woodoak Drive) - 50844 |  |  | E - Mohawk Valley | Solar PV | 2704.8 | 0 | 0 | 0 | 0 | 0 | 0 | 0 | 0 | 0 | 0 | 0 | Delaware River Solar | 1 | 2020-01-31 |  |  |  |  | TRUE
1165 | 1188 | 1192 | Solar Farms New York - Cascadilla Community Solar Farm at Cornell, North |  | Cascadilla Community Solar Farm at Cornell, North 1 - 76999 | Solar Farms New York - Cascadilla Community Solar Farm at Cornell, North 1 - 76999 |  |  | C - Central | Solar PV | 2995.98 | 0 | 0 | 0 | 0 | 0 | 0 | 0 | 0 | 0 | 0 | 0 | Distributed Asset Solutions LLC | 1 | 2020-02-02 | 2023-07-12 |  |  |  | TRUE
1166 | 1188 | 1192 | Solar Farms New York - Cascadilla Community Solar Farm at Cornell, North |  | Cascadilla Community Solar Farm at Cornell, North 2 - 77327 | Solar Farms New York - Cascadilla Community Solar Farm at Cornell, North 2 - 77327 |  |  | C - Central | Solar PV | 4473.96 | 0 | 0 | 0 | 0 | 0 | 0 | 0 | 0 | 0 | 0 | 0 | Distributed Asset Solutions LLC | 1 | 2020-02-02 | 2023-07-12 |  |  |  | TRUE
1167 | 1188 | 1192 | Solar Farms New York - Cascadilla Community Solar Farm at Cornell, North |  | Cascadilla Community Solar Farm at Cornell, North 4 - 77000 | Solar Farms New York - Cascadilla Community Solar Farm at Cornell, North 4 - 77000 |  |  | C - Central | Solar PV | 2995.98 | 0 | 0 | 0 | 0 | 0 | 0 | 0 | 0 | 0 | 0 | 0 | Distributed Asset Solutions LLC | 1 | 2020-02-02 | 2023-07-12 |  |  |  | TRUE
1168 | 1188 | 1192 | Solar Farms New York - Cascadilla Community Solar Farm at Cornell, North |  | Cascadilla Community Solar Farm at Cornell, North 5 - 77002 | Solar Farms New York - Cascadilla Community Solar Farm at Cornell, North 5 - 77002 |  |  | C - Central | Solar PV | 2995.98 | 0 | 0 | 0 | 0 | 0 | 0 | 0 | 0 | 0 | 0 | 0 | Distributed Asset Solutions LLC | 1 | 2020-02-03 | 2023-07-12 |  |  |  | TRUE
1169 | 1190 | 1193 | Solar Farms New York - Cascadilla Community Solar Farm at Cornell, South |  | Cascadilla Community Solar Farm at Cornell, South 1 - 77062 | Solar Farms New York - Cascadilla Community Solar Farm at Cornell, South 1 - 77062 |  |  | C - Central | Solar PV | 2969.07 | 0 | 0 | 0 | 0 | 0 | 0 | 0 | 0 | 0 | 0 | 0 | Distributed Asset Solutions LLC | 1 | 2020-02-03 | 2023-07-12 |  |  |  | TRUE
1170 | 1191 | 1194 | Solar Farms New York - Cascadilla Community Solar Farm at Cornell, South 2 |  | Cascadilla Community Solar Farm at Cornell, South 2 - 77520 | Solar Farms New York - Cascadilla Community Solar Farm at Cornell, South 2 - 77520 |  |  | C - Central | Solar PV | 4473.96 | 0 | 0 | 0 | 0 | 0 | 0 | 0 | 0 | 0 | 0 | 0 | Distributed Asset Solutions LLC | 1 | 2020-02-03 | 2023-07-12 |  |  |  | TRUE
1171 | 1192 | 1195 | Red Hook CSA, LLC |  | Red Hook CSA, LLC - 44 MM Ham Memorial Fire House Lane - PV Systems | Red Hook CSA, LLC - 44 MM Ham Memorial Fire House Lane - PV Systems |  |  | G - Hudson Valley | Solar PV | 2444.26 | 0 | 0 | 0 | 0 | 0 | 0 | 0 | 0 | 0 | 0 | 0 | SunCommon | 1 | 2020-01-29 |  | Town of Red Hook Community Solar - 191815 |  |  | TRUE
1172 | 1193 | 1196 | Solitude Solar LLC - Sugar Hill Rd |  | Solitude Solar LLC - 170588 | Solitude Solar LLC |  |  | F - Capital | Solar PV | 6901.2 | 0 | 0 | 0 | 0 | 0 | 0 | 0 | 0 | 0 | 0 | 0 | U.S. Light Energy | 1 | 2020-02-08 | 2022-10-26 |  |  |  | TRUE
1174 | 1190 | 1193 | Solar Farms New York - Cascadilla Community Solar Farm at Cornell, South |  | Cascadilla Community Solar Farm at Cornell, South 4 - 77068 | Solar Farms New York - Cascadilla Community Solar Farm at Cornell, South 4 - 77068 |  |  | C - Central | Solar PV | 2995.98 | 0 | 0 | 0 | 0 | 0 | 0 | 0 | 0 | 0 | 0 | 0 | Distributed Asset Solutions LLC | 1 | 2020-02-03 | 2023-07-12 |  |  |  | TRUE
1175 | 1190 | 1193 | Solar Farms New York - Cascadilla Community Solar Farm at Cornell, South |  | Cascadilla Community Solar Farm at Cornell, South 5 - 77069 | Solar Farms New York - Cascadilla Community Solar Farm at Cornell, South 5 - 77069 |  |  | C - Central | Solar PV | 2995.98 | 0 | 0 | 0 | 0 | 0 | 0 | 0 | 0 | 0 | 0 | 0 | Distributed Asset Solutions LLC | 1 | 2020-02-03 | 2022-08-06 |  |  |  | TRUE
1177 | 1195 | 1197 | New Beginnings Solar, LLC |  | New Beginnings Solar, LLC - 89260 | New Beginnings Solar, LLC | 3024 |  | G - Hudson Valley | Solar PV | 3024 | 0 | 0 | 0 | 0 | 0 | 0 | 0 | 0 | 0 | 0 | 0 | Generate Capital, Inc. | 1 | 2020-02-05 |  |  |  |  | TRUE
1178 | 1196 | 1198 | Bogart Solar, LLC |  | Bogart Solar, LLC - 80433 | Bogart Solar, LLC | 3001.44 |  | G - Hudson Valley | Solar PV | 3001.44 | 0 | 0 | 0 | 0 | 0 | 0 | 0 | 0 | 0 | 0 | 0 | Generate Capital, Inc. | 1 | 2020-02-04 | 2024-01-06 |  |  |  | TRUE
1179 | 1197 | 1199 | Reisender Solar, LLC |  | Reisender Solar, LLC - 67646 | Reisender Solar, LLC | 3017.25 |  | G - Hudson Valley | Solar PV | 3017.25 | 0 | 0 | 0 | 0 | 0 | 0 | 0 | 0 | 0 | 0 | 0 | Generate Capital, Inc. | 1 | 2020-02-05 |  |  |  |  | TRUE
1180 | 1198 | 1201 | Zerega Bronx |  | Zerega Bronx - 90249 | Zerega Bronx | 630.72 |  | J - New York City | Solar PV | 630.72 | 0 | 0 | 0 | 0 | 0 | 0 | 0 | 0 | 0 | 0 | 0 | UGE USA Inc. | 1 | 2020-01-16 |  |  |  |  | TRUE
1182 | 1200 | 1202 | Boas 4 - NY Mooers IV |  | Boas 4 - NY Mooers IV - 79953 | Boas 4 - NY Mooers IV | 2794.5 |  | D - North | Solar PV | 2794.5 | 0 | 0 | 0 | 0 | 0 | 0 | 0 | 0 | 0 | 0 | 0 | Generate Capital, Inc. | 1 | 2020-02-10 |  |  |  |  | TRUE
1183 | 1201 | 1203 | Pine Plains Central School District |  | Pine Plains Central School District - 90921 | Pine Plains Central School District | 471.24 |  | G - Hudson Valley | Solar PV | 471.24 | 0 | 0 | 0 | 0 | 0 | 0 | 0 | 0 | 0 | 0 | 0 | Siemens Building Technologies | 1 | 2020-02-02 | 2022-04-25 |  |  |  | TRUE
1184 | 1202 | 1204 | ORDA/Whiteface Mountain |  | ORDA/Whiteface Mountain - 49500 | ORDA/Whiteface Mountain | 2706.21 |  | D - North | Solar PV | 2706.21 | 0 | 0 | 0 | 0 | 0 | 0 | 0 | 0 | 0 | 0 | 0 | Borrego Solar (formerly SEC Newco, LLC) | 1 | 2020-02-01 |  |  |  |  | TRUE
1185 | 1203 | 1205 | Delaware River Solar, LLC |  | Delaware River Solar, LLC - Gaskill Road - 129142 | Delaware River Solar, LLC | 6289.92 |  | C - Central | Solar PV | 6289.92 | 0 | 0 | 0 | 0 | 0 | 0 | 0 | 0 | 0 | 0 | 0 | Delaware River Solar | 1 | 2020-02-11 | 2022-08-25 |  |  |  | TRUE
1186 | 1174 | 1176 | CDG Huron Solar 1 |  | CDG Huron Solar 1 - 175589 | CDG Huron Solar 1 | 1776.6 |  | B - Genessee | Solar PV | 1776.6 | 0 | 0 | 0 | 0 | 0 | 0 | 0 | 0 | 0 | 0 | 0 | GreenSpark Solar | 1 | 2020-01-16 |  |  |  |  | TRUE
1187 | 1204 | 1206 | Facility A in 10031 |  |  |  |  | Mar 31, 2014 | J - New York City | Energy Storage | 0 | 0 | 100 | 0 | 0 | 0 | 0 | 0 | 0 | 0 | 0 | 0 | Urban Electric Power | 1 | [5 empty] | FALSE
1188 | 1205 | 1207 | Home B in 13820 |  |  |  |  | Dec 21, 2018 | E - Mohawk Valley | Energy Storage | 0 | 0 | 10 | 0 | 0 | 0 | 0 | 0 | 0 | 0 | 0 | 0 | Tesla Energy Operations, Inc. | 1 | [5 empty] | FALSE
1189 | 1206 | 1208 | Home A in 13808 |  |  |  |  | May 23, 2019 | E - Mohawk Valley | Energy Storage | 0 | 0 | 5 | 0 | 0 | 0 | 0 | 0 | 0 | 0 | 0 | 0 | Tesla Energy Operations, Inc. | 1 | [5 empty] | FALSE
1190 | 1207 | 1209 | Home A in 10509 |  |  |  |  | Dec 9, 2016 | G - Hudson Valley | Energy Storage | 0 | 0 | 10 | 0 | 0 | 0 | 0 | 0 | 0 | 0 | 0 | 0 | Tesla Energy Operations, Inc. | 1 | [5 empty] | FALSE
1191 | 1208 | 1210 | Home A in 12754 |  |  |  |  | Apr 26, 2018 | E - Mohawk Valley | Energy Storage | 0 | 0 | 15 | 0 | 0 | 0 | 0 | 0 | 0 | 0 | 0 | 0 | Tesla Energy Operations, Inc. | 1 | [5 empty] | FALSE
1192 | 1209 | 1211 | Home A in 10598 |  |  |  |  | Oct 26, 2015 | H - Millwood | Energy Storage | 0 | 0 | 10 | 0 | 0 | 0 | 0 | 0 | 0 | 0 | 0 | 0 | Tesla Energy Operations, Inc. | 1 | [5 empty] | FALSE
1193 | 1210 | 1212 | Home A in 12457 |  |  |  |  | Jan 29, 2019 | G - Hudson Valley | Energy Storage | 0 | 0 | 9.8 | 0 | 0 | 0 | 0 | 0 | 0 | 0 | 0 | 0 | Solar Generation | 1 | [5 empty] | FALSE
1194 | 1211 | 1213 | Home A in 12563 |  |  |  |  | Apr 23, 2018 | G - Hudson Valley | Energy Storage | 0 | 0 | 5 | 0 | 0 | 0 | 0 | 0 | 0 | 0 | 0 | 0 | Tesla Energy Operations, Inc. | 1 | [5 empty] | FALSE
1195 | 1212 | 1214 | Home A in 10526 |  |  |  |  | Jul 20, 2017 | H - Millwood | Energy Storage | 0 | 0 | 5 | 0 | 0 | 0 | 0 | 0 | 0 | 0 | 0 | 0 | SolarCity (now Tesla) | 1 | [5 empty] | FALSE
1196 | 1213 | 1215 | Home A in 12076 |  |  |  |  | Mar 16, 2012 | F - Capital | Energy Storage | 0 | 0 | 5 | 0 | 0 | 0 | 0 | 0 | 0 | 0 | 0 | 0 | Tesla Energy Operations, Inc. | 1 | [5 empty] | FALSE
1197 | 1214 | 1216 | Home A in 12732 |  |  |  |  | Apr 25, 2018 | E - Mohawk Valley | Energy Storage | 0 | 0 | 5 | 0 | 0 | 0 | 0 | 0 | 0 | 0 | 0 | 0 | Tesla Energy Operations, Inc. | 1 | [5 empty] | FALSE
1198 | 1215 | 1217 | Home A in 12168 |  |  |  |  | Feb 4, 2016 | F - Capital | Energy Storage | 0 | 0 | 10 | 0 | 0 | 0 | 0 | 0 | 0 | 0 | 0 | 0 | Tesla Energy Operations, Inc. | 1 | [5 empty] | FALSE
1199 | 1216 | 1218 | Home B in 12586 |  |  |  |  | Jan 19, 2016 | G - Hudson Valley | Energy Storage | 0 | 0 | 5 | 0 | 0 | 0 | 0 | 0 | 0 | 0 | 0 | 0 | Tesla Energy Operations, Inc. | 1 | [5 empty] | FALSE
1200 | 1217 | 1219 | Home B in 10590 |  |  |  |  | Nov 3, 2014 | G - Hudson Valley | Energy Storage | 0 | 0 | 10 | 0 | 0 | 0 | 0 | 0 | 0 | 0 | 0 | 0 | SolarCity (now Tesla) | 1 | [5 empty] | FALSE
1201 | 1218 | 1220 | Home A in 12564 |  |  |  |  | Apr 26, 2018 | G - Hudson Valley | Energy Storage | 0 | 0 | 5 | 0 | 0 | 0 | 0 | 0 | 0 | 0 | 0 | 0 | Tesla Energy Operations, Inc. | 1 | [5 empty] | FALSE
1202 | 1219 | 1221 | Home B in 10536 |  |  |  |  | Apr 23, 2018 | H - Millwood | Energy Storage | 0 | 0 | 10 | 0 | 0 | 0 | 0 | 0 | 0 | 0 | 0 | 0 | Tesla Energy Operations, Inc. | 1 | [5 empty] | FALSE
1203 | 1220 | 1222 | Home A in 10536 |  |  |  |  | Aug 29, 2014 | H - Millwood | Energy Storage | 0 | 0 | 5 | 0 | 0 | 0 | 0 | 0 | 0 | 0 | 0 | 0 | SolarCity (now Tesla) | 1 | [5 empty] | FALSE
1204 | 1221 | 1223 | Home C in 10536 |  |  |  |  | May 30, 2019 | H - Millwood | Energy Storage | 0 | 0 | 5 | 0 | 0 | 0 | 0 | 0 | 0 | 0 | 0 | 0 | Tesla Energy Operations, Inc. | 1 | [5 empty] | FALSE
1205 | 1222 | 1224 | Home A in 10603 |  |  |  |  | Aug 7, 2019 | I - Dunwoodie | Energy Storage | 0 | 0 | 27 | 0 | 0 | 0 | 0 | 0 | 0 | 0 | 0 | 0 | SolarCity (now Tesla) | 1 | [5 empty] | FALSE
1206 | 1223 | 1225 | Home A in 12018 |  |  |  |  | Aug 16, 2018 | F - Capital | Energy Storage | 0 | 0 | 8 | 0 | 0 | 0 | 0 | 0 | 0 | 0 | 0 | 0 | High Peaks Solar, LLC | 1 | [5 empty] | FALSE
1207 | 1224 | 1226 | Home A in 13832 |  |  |  |  | Oct 24, 2018 | E - Mohawk Valley | Energy Storage | 0 | 0 | 4.8 | 0 | 0 | 0 | 0 | 0 | 0 | 0 | 0 | 0 | ETM Solar Works | 1 | [5 empty] | FALSE
1208 | 1225 | 1227 | Home A in 12529 |  |  |  |  | Nov 7, 2018 | F - Capital | Energy Storage | 0 | 0 | 8.35 | 0 | 0 | 0 | 0 | 0 | 0 | 0 | 0 | 0 | Kasselman Solar | 1 | [5 empty] | FALSE
1209 | 1226 | 1228 | Home B in 12563 |  |  |  |  | Mar 13, 2019 | G - Hudson Valley | Energy Storage | 0 | 0 | 20 | 0 | 0 | 0 | 0 | 0 | 0 | 0 | 0 | 0 | Tesla Energy Operations, Inc. | 1 | [5 empty] | FALSE
1210 | 1227 | 1229 | Home A in 14883 |  |  |  |  | Apr 5, 2019 | C - Central | Energy Storage | 0 | 0 | 7 | 0 | 0 | 0 | 0 | 0 | 0 | 0 | 0 | 0 | Solar Liberty | 1 | [5 empty] | FALSE
1211 | 1228 | 1230 | Home A in 12531 |  |  |  |  | Jan 8, 2019 | G - Hudson Valley | Energy Storage | 0 | 0 | 4 | 0 | 0 | 0 | 0 | 0 | 0 | 0 | 0 | 0 | Tesla Energy Operations, Inc. | 1 | [5 empty] | FALSE
1212 | 1229 | 1231 | Home B in 12424 |  |  |  |  | Jan 18, 2019 | E - Mohawk Valley | Energy Storage | 0 | 0 | 8.35 | 0 | 0 | 0 | 0 | 0 | 0 | 0 | 0 | 0 | Kasselman Solar | 1 | [5 empty] | FALSE
1213 | 1230 | 1232 | Home A in 10576 |  |  |  |  | May 6, 2019 | H - Millwood | Energy Storage | 0 | 0 | 8 | 0 | 0 | 0 | 0 | 0 | 0 | 0 | 0 | 0 | Sunrise Solar Solutions, LLC | 1 | [5 empty] | FALSE
1214 | 1231 | 1233 | Home B in 12440 |  |  |  |  | Dec 19, 2018 | G - Hudson Valley | Energy Storage | 0 | 0 | 6.8 | 0 | 0 | 0 | 0 | 0 | 0 | 0 | 0 | 0 | Sun Mountain | 1 | [5 empty] | FALSE
1215 | 1232 | 1234 | Home A in 14527 |  |  |  |  | Dec 27, 2018 | C - Central | Energy Storage | 0 | 0 | 7 | 0 | 0 | 0 | 0 | 0 | 0 | 0 | 0 | 0 | Renovus Solar | 1 | [5 empty] | FALSE
1216 | 1233 | 1235 | Home A in 14625 |  |  |  |  | Mar 29, 2019 | B - Genessee | Energy Storage | 0 | 0 | 6.6 | 0 | 0 | 0 | 0 | 0 | 0 | 0 | 0 | 0 | Geotherm | 1 | [5 empty] | FALSE
1217 | 1234 | 1236 | Home B in 12901 |  |  |  |  | Aug 8, 2019 | D - North | Energy Storage | 0 | 0 | 7.6 | 0 | 0 | 0 | 0 | 0 | 0 | 0 | 0 | 0 | Colin Read | 1 | [5 empty] | FALSE
1218 | 1235 | 1237 | Home A in 13326 |  |  |  |  | Mar 25, 2019 | E - Mohawk Valley | Energy Storage | 0 | 0 | 5 | 0 | 0 | 0 | 0 | 0 | 0 | 0 | 0 | 0 | Tesla Energy Operations, Inc. | 1 | [5 empty] | FALSE
1219 | 1236 | 1238 | Home C in 10590 |  |  |  |  | Sep 4, 2019 | G - Hudson Valley | Energy Storage | 0 | 0 | 10 | 0 | 0 | 0 | 0 | 0 | 0 | 0 | 0 | 0 | Tesla Energy Operations, Inc. | 1 | [5 empty] | FALSE
1220 | 1237 | 1239 | Home D in 10549 |  |  |  |  | Apr 2, 2019 | H - Millwood | Energy Storage | 0 | 0 | 10 | 0 | 0 | 0 | 0 | 0 | 0 | 0 | 0 | 0 | Tesla Energy Operations, Inc. | 1 | [5 empty] | FALSE
1221 | 1238 | 1240 | Home A in 12165 |  |  |  |  | Jul 1, 2015 | F - Capital | Energy Storage | 0 | 0 | 15 | 0 | 0 | 0 | 0 | 0 | 0 | 0 | 0 | 0 | SolarCity (now Tesla) | 1 | [5 empty] | FALSE
1222 | 1239 | 1241 | Home A in 10541 |  |  |  |  | Mar 1, 2016 | H - Millwood | Energy Storage | 0 | 0 | 10 | 0 | 0 | 0 | 0 | 0 | 0 | 0 | 0 | 0 | SolarCity (now Tesla) | 1 | [5 empty] | FALSE
1223 | 1240 | 1242 | Home A in 10579 |  |  |  |  | Apr 5, 2019 | G - Hudson Valley | Energy Storage | 0 | 0 | 15 | 0 | 0 | 0 | 0 | 0 | 0 | 0 | 0 | 0 | Tesla Energy Operations, Inc. | 1 | [5 empty] | FALSE
1224 | 1241 | 1243 | Home A in 10527 |  |  |  |  | May 31, 2019 | H - Millwood | Energy Storage | 0 | 0 | 10 | 0 | 0 | 0 | 0 | 0 | 0 | 0 | 0 | 0 | Tesla Energy Operations, Inc. | 1 | [5 empty] | FALSE
1225 | 1242 | 1244 | Home A in 11030 |  |  |  |  | Jul 16, 2019 | K - Long Island | Energy Storage | 0 | 0 | 20.53 | 0 | 0 | 0 | 0 | 0 | 0 | 0 | 0 | 0 | SolarCity (now Tesla) | 1
1226 | 1243 | 1245 | Home A in 12723 |  |  |  |  | Aug 14, 2019 | E - Mohawk Valley | Energy Storage | 0 | 0 | 5 | 0 | 0 | 0 | 0 | 0 | 0 | 0 | 0 | 0 | SolarCity (now Tesla) | 1 | [5 empty] | FALSE
1227 | 1244 | 1246 | Home A in 10501 |  |  |  |  | May 23, 2019 | H - Millwood | Energy Storage | 0 | 0 | 10 | 0 | 0 | 0 | 0 | 0 | 0 | 0 | 0 | 0 | Tesla Energy Operations, Inc. | 1 | [5 empty] | FALSE
1228 | 1245 | 1247 | Home A in 10589 |  |  |  |  | May 7, 2019 | H - Millwood | Energy Storage | 0 | 0 | 10 | 0 | 0 | 0 | 0 | 0 | 0 | 0 | 0 | 0 | Tesla Energy Operations, Inc. | 1 | [5 empty] | FALSE
1229 | 1246 | 1248 | Home A in 11569 |  |  |  |  | Jul 31, 2019 | K - Long Island | Energy Storage | 0 | 0 | 7.6 | 0 | 0 | 0 | 0 | 0 | 0 | 0 | 0 | 0 | SolarCity (now Tesla) | 1
1230 | 1247 | 1249 | Home A in 12198 |  |  |  |  | May 16, 2019 | F - Capital | Energy Storage | 0 | 0 | 5 | 0 | 0 | 0 | 0 | 0 | 0 | 0 | 0 | 0 | Tesla Energy Operations, Inc. | 1 | [5 empty] | FALSE
1231 | 1248 | 1250 | Home C in 11791 |  |  |  |  | Sep 25, 2019 | K - Long Island | Energy Storage | 0 | 0 | 15.2 | 0 | 0 | 0 | 0 | 0 | 0 | 0 | 0 | 0 | Tesla Energy Operations, Inc. | 1
1232 | 1249 | 1251 | Home A in 14534 |  |  |  |  | Jul 15, 2019 | B - Genessee | Energy Storage | 0 | 0 | 5 | 0 | 0 | 0 | 0 | 0 | 0 | 0 | 0 | 0 | Solar Liberty | 1 | [5 empty] | FALSE
1233 | 1250 | 1252 | Home C in 12603 |  |  |  |  | Aug 16, 2019 | G - Hudson Valley | Energy Storage | 0 | 0 | 10 | 0 | 0 | 0 | 0 | 0 | 0 | 0 | 0 | 0 | Tesla Energy Operations, Inc. | 1 | [5 empty] | FALSE
1234 | 1251 | 1253 | Home A in 11530 |  |  |  |  | Aug 13, 2019 | K - Long Island | Energy Storage | 0 | 0 | 10 | 0 | 0 | 0 | 0 | 0 | 0 | 0 | 0 | 0 | Tesla Energy Operations, Inc. | 1
1235 | 1252 | 1254 | Home B in 11782 |  |  |  |  | Jul 17, 2019 | K - Long Island | Energy Storage | 0 | 0 | 11.4 | 0 | 0 | 0 | 0 | 0 | 0 | 0 | 0 | 0 | Tesla Energy Operations, Inc. | 1
1236 | 1253 | 1255 | Home C in 11762 |  |  |  |  | Jul 3, 2019 | K - Long Island | Energy Storage | 0 | 0 | 3.3 | 0 | 0 | 0 | 0 | 0 | 0 | 0 | 0 | 0 | Tesla Energy Operations, Inc. | 1
1237 | 1254 | 1256 | Home C in 11743 |  |  |  |  | Aug 30, 2019 | K - Long Island | Energy Storage | 0 | 0 | 6 | 0 | 0 | 0 | 0 | 0 | 0 | 0 | 0 | 0 | Tesla Energy Operations, Inc. | 1
1238 | 1255 | 1257 | Home A in 12588 |  |  |  |  | Sep 30, 2019 | G - Hudson Valley | Energy Storage | 0 | 0 | 5 | 0 | 0 | 0 | 0 | 0 | 0 | 0 | 0 | 0 | SolarCity (now Tesla) | 1 | [5 empty] | FALSE
1239 | 1256 | 1258 | Home A in 10973 |  |  |  |  | Sep 19, 2019 | G - Hudson Valley | Energy Storage | 0 | 0 | 5 | 0 | 0 | 0 | 0 | 0 | 0 | 0 | 0 | 0 | SolarCity (now Tesla) | 1 | [5 empty] | FALSE
1240 | 1257 | 1259 | Home A in 11787 |  |  |  |  | Aug 9, 2019 | K - Long Island | Energy Storage | 0 | 0 | 12.6 | 0 | 0 | 0 | 0 | 0 | 0 | 0 | 0 | 0 | Tesla Energy Operations, Inc. | 1
1241 | 1258 | 1260 | Home B in 12484 |  |  |  |  | Aug 30, 2019 | G - Hudson Valley | Energy Storage | 0 | 0 | 5 | 0 | 0 | 0 | 0 | 0 | 0 | 0 | 0 | 0 | New York State Solar Farm | 1 | [5 empty] | FALSE
1242 | 1259 | 1261 | Home A in 12764 |  |  |  |  | Oct 9, 2019 | E - Mohawk Valley | Energy Storage | 0 | 0 | 3.8 | 0 | 0 | 0 | 0 | 0 | 0 | 0 | 0 | 0 | Solar Liberty | 1 | [5 empty] | FALSE
1243 | 1260 | 1262 | Home A in 14818 |  |  |  |  | Aug 13, 2019 | C - Central | Energy Storage | 0 | 0 | 7 | 0 | 0 | 0 | 0 | 0 | 0 | 0 | 0 | 0 | Renovus Solar | 1 | [5 empty] | FALSE
1244 | 1261 | 1263 | Home A in 12448 |  |  |  |  | Aug 22, 2019 | G - Hudson Valley | Energy Storage | 0 | 0 | 10 | 0 | 0 | 0 | 0 | 0 | 0 | 0 | 0 | 0 | Tesla Energy Operations, Inc. | 1 | [5 empty] | FALSE
1245 | 1262 | 1264 | Home B in 10509 |  |  |  |  | Aug 6, 2019 | G - Hudson Valley | Energy Storage | 0 | 0 | 5 | 0 | 0 | 0 | 0 | 0 | 0 | 0 | 0 | 0 | Tesla Energy Operations, Inc. | 1 | [5 empty] | FALSE
1246 | 1263 | 1265 | Home A in 12424 |  |  |  |  | Oct 28, 2019 | E - Mohawk Valley | Energy Storage | 0 | 0 | 8 | 0 | 0 | 0 | 0 | 0 | 0 | 0 | 0 | 0 | High Peaks Solar, LLC | 1 | [5 empty] | FALSE
1247 | 1264 | 1266 | Home D in 10536 |  |  |  |  | Sep 11, 2019 | H - Millwood | Energy Storage | 0 | 0 | 10 | 0 | 0 | 0 | 0 | 0 | 0 | 0 | 0 | 0 | Tesla Energy Operations, Inc. | 1 | [5 empty] | FALSE
1248 | 1265 | 1267 | Home B in 14472 |  |  |  |  | Oct 8, 2019 | A - West | Energy Storage | 0 | 0 | 10 | 0 | 0 | 0 | 0 | 0 | 0 | 0 | 0 | 0 | Solar Liberty | 1 | [5 empty] | FALSE
1249 | 1266 | 1268 | Home A in 13365 |  |  |  |  | Jan 10, 2018 | E - Mohawk Valley | Energy Storage | 0 | 0 | 5 | 0 | 0 | 0 | 0 | 0 | 0 | 0 | 0 | 0 | SolarCity (now Tesla) | 1 | [5 empty] | FALSE
1250 | 1267 | 1269 | Home A in 12866 |  |  |  |  | Jun 12, 2019 | F - Capital | Energy Storage | 0 | 0 | 15 | 0 | 0 | 0 | 0 | 0 | 0 | 0 | 0 | 0 | SolarCity (now Tesla) | 1 | [5 empty] | FALSE
1251 | 1268 | 1270 | Home D in 12484 |  |  |  |  | Sep 26, 2019 | G - Hudson Valley | Energy Storage | 0 | 0 | 10 | 0 | 0 | 0 | 0 | 0 | 0 | 0 | 0 | 0 | Tesla Energy Operations, Inc. | 1 | [5 empty] | FALSE
1252 | 1269 | 1271 | Home C in 12409 |  |  |  |  | Sep 26, 2019 | G - Hudson Valley | Energy Storage | 0 | 0 | 20 | 0 | 0 | 0 | 0 | 0 | 0 | 0 | 0 | 0 | Tesla Energy Operations, Inc. | 1 | [5 empty] | FALSE
1253 | 1270 | 1272 | Home A in 10958 |  |  |  |  | Jul 31, 2019 | G - Hudson Valley | Energy Storage | 0 | 0 | 10 | 0 | 0 | 0 | 0 | 0 | 0 | 0 | 0 | 0 | SolarCity (now Tesla) | 1 | [5 empty] | FALSE
1254 | 1271 | 1273 | Home A in 12525 |  |  |  |  | Oct 9, 2019 | G - Hudson Valley | Energy Storage | 0 | 0 | 10 | 0 | 0 | 0 | 0 | 0 | 0 | 0 | 0 | 0 | New York State Solar Farm | 1 | [5 empty] | FALSE
1255 | 1272 | 1274 | Home C in 10567 |  |  |  |  | Sep 18, 2019 | H - Millwood | Energy Storage | 0 | 0 | 10 | 0 | 0 | 0 | 0 | 0 | 0 | 0 | 0 | 0 | New York State Solar Farm | 1 | [5 empty] | FALSE
1256 | 1273 | 1275 | Home D in 10980 |  |  |  |  | Sep 20, 2019 | G - Hudson Valley | Energy Storage | 0 | 0 | 7.6 | 0 | 0 | 0 | 0 | 0 | 0 | 0 | 0 | 0 | Sunrun | 1 | [5 empty] | FALSE
1257 | 1274 | 1276 | Home C in 11937 |  |  |  |  | Oct 2, 2019 | K - Long Island | Energy Storage | 0 | 0 | 15 | 0 | 0 | 0 | 0 | 0 | 0 | 0 | 0 | 0 | Tesla Energy Operations, Inc. | 1
1258 | 1275 | 1277 | Home B in 11530 |  |  |  |  | Oct 30, 2019 | K - Long Island | Energy Storage | 0 | 0 | 9 | 0 | 0 | 0 | 0 | 0 | 0 | 0 | 0 | 0 | Tesla Energy Operations, Inc. | 1
1259 | 1276 | 1278 | Home B in 11787 |  |  |  |  | Sep 20, 2019 | K - Long Island | Energy Storage | 0 | 0 | 12 | 0 | 0 | 0 | 0 | 0 | 0 | 0 | 0 | 0 | Tesla Energy Operations, Inc. | 1
1260 | 1277 | 1279 | Home D in 12603 |  |  |  |  | Oct 15, 2019 | G - Hudson Valley | Energy Storage | 0 | 0 | 10 | 0 | 0 | 0 | 0 | 0 | 0 | 0 | 0 | 0 | Tesla Energy Operations, Inc. | 1 | [5 empty] | FALSE
1261 | 1278 | 1280 | Home B in 12764 |  |  |  |  | Oct 30, 2019 | E - Mohawk Valley | Energy Storage | 0 | 0 | 5 | 0 | 0 | 0 | 0 | 0 | 0 | 0 | 0 | 0 | Solar Liberty | 1 | [5 empty] | FALSE
1262 | 1279 | 1281 | Home E in 10990 |  |  |  |  | Oct 8, 2019 | G - Hudson Valley | Energy Storage | 0 | 0 | 10 | 0 | 0 | 0 | 0 | 0 | 0 | 0 | 0 | 0 | SolarCity (now Tesla) | 1 | [5 empty] | FALSE
1263 | 1280 | 1282 | Home D in 11791 |  |  |  |  | Sep 27, 2019 | K - Long Island | Energy Storage | 0 | 0 | 6.8 | 0 | 0 | 0 | 0 | 0 | 0 | 0 | 0 | 0 | Tesla Energy Operations, Inc. | 1
1264 | 1281 | 1283 | Home A in 11050 |  |  |  |  | Oct 28, 2019 | K - Long Island | Energy Storage | 0 | 0 | 5 | 0 | 0 | 0 | 0 | 0 | 0 | 0 | 0 | 0 | Tesla Energy Operations, Inc. | 1
1265 | 1282 | 1284 | Home B in 12018 |  |  |  |  | Oct 23, 2019 | F - Capital | Energy Storage | 0 | 0 | 5 | 0 | 0 | 0 | 0 | 0 | 0 | 0 | 0 | 0 | Kasselman Solar | 1 | [5 empty] | FALSE
1266 | 1283 | 1285 | Home A in 10977 |  |  |  |  | Oct 31, 2019 | G - Hudson Valley | Energy Storage | 0 | 0 | 15 | 0 | 0 | 0 | 0 | 0 | 0 | 0 | 0 | 0 | SolarCity (now Tesla) | 1 | [5 empty] | FALSE
1267 | 1284 | 1286 | Home B in 11709 |  |  |  |  | Oct 1, 2019 | K - Long Island | Energy Storage | 0 | 0 | 4.2 | 0 | 0 | 0 | 0 | 0 | 0 | 0 | 0 | 0 | Tesla Energy Operations, Inc. | 1
1268 | 1285 | 1287 | Home C in 10509 |  |  |  |  | Nov 14, 2019 | G - Hudson Valley | Energy Storage | 0 | 0 | 5 | 0 | 0 | 0 | 0 | 0 | 0 | 0 | 0 | 0 | Tesla Energy Operations, Inc. | 1 | [5 empty] | FALSE
1269 | 1286 | 1288 | Home B in 10598 |  |  |  |  | Nov 25, 2019 | H - Millwood | Energy Storage | 0 | 0 | 10 | 0 | 0 | 0 | 0 | 0 | 0 | 0 | 0 | 0 | Tesla Energy Operations, Inc. | 1 | [5 empty] | FALSE
1270 | 1287 | 1289 | Home A in 13905 |  |  |  |  | Nov 25, 2019 | C - Central | Energy Storage | 0 | 0 | 15 | 0 | 0 | 0 | 0 | 0 | 0 | 0 | 0 | 0 | ETM Solar Works | 1 | [5 empty] | FALSE
1271 | 1288 | 1290 | Home A in 14607 |  |  |  |  | Dec 10, 2019 | B - Genessee | Energy Storage | 0 | 0 | 9.3 | 0 | 0 | 0 | 0 | 0 | 0 | 0 | 0 | 0 | GreenSpark Solar | 1 | [5 empty] | FALSE
1272 | 1289 | 1291 | Home A in 14618 |  |  |  |  | Nov 25, 2019 | B - Genessee | Energy Storage | 0 | 0 | 9.3 | 0 | 0 | 0 | 0 | 0 | 0 | 0 | 0 | 0 | GreenSpark Solar | 1 | [5 empty] | FALSE
1273 | 1290 | 1292 | Home A in 12023 |  |  |  |  | Sep 10, 2019 | F - Capital | Energy Storage | 0 | 0 | 5 | 0 | 0 | 0 | 0 | 0 | 0 | 0 | 0 | 0 | SunCommon | 1 | [5 empty] | FALSE
1274 | 1291 | 1293 | Home A in 12546 |  |  |  |  | Dec 3, 2019 | G - Hudson Valley | Energy Storage | 0 | 0 | 8.4 | 0 | 0 | 0 | 0 | 0 | 0 | 0 | 0 | 0 | KilaWatt Consulting | 1 | [5 empty] | FALSE
1275 | 1292 | 1294 | Home A in 12561 |  |  |  |  | Nov 18, 2019 | G - Hudson Valley | Energy Storage | 0 | 0 | 15 | 0 | 0 | 0 | 0 | 0 | 0 | 0 | 0 | 0 | SunCommon | 1 | [5 empty] | FALSE
1276 | 1293 | 1295 | Home C in 12484 |  |  |  |  | Nov 6, 2019 | G - Hudson Valley | Energy Storage | 0 | 0 | 5 | 0 | 0 | 0 | 0 | 0 | 0 | 0 | 0 | 0 | SunCommon | 1 | [5 empty] | FALSE
1277 | 1294 | 1296 | Home A in 12442 |  |  |  |  | Nov 14, 2019 | G - Hudson Valley | Energy Storage | 0 | 0 | 8.8 | 0 | 0 | 0 | 0 | 0 | 0 | 0 | 0 | 0 | Tesla Energy Operations, Inc. | 1 | [5 empty] | FALSE
1278 | 1295 | 1297 | Home B in 12561 |  |  |  |  | Dec 3, 2019 | G - Hudson Valley | Energy Storage | 0 | 0 | 10 | 0 | 0 | 0 | 0 | 0 | 0 | 0 | 0 | 0 | SunCommon | 1 | [5 empty] | FALSE
1279 | 1296 | 1298 | Home B in 12428 |  |  |  |  | Dec 26, 2019 | G - Hudson Valley | Energy Storage | 0 | 0 | 10 | 0 | 0 | 0 | 0 | 0 | 0 | 0 | 0 | 0 | Tesla Energy Operations, Inc. | 1 | [5 empty] | FALSE
1280 | 1297 | 1299 | Home D in 12571 |  |  |  |  | Nov 22, 2019 | G - Hudson Valley | Energy Storage | 0 | 0 | 5 | 0 | 0 | 0 | 0 | 0 | 0 | 0 | 0 | 0 | SunCommon | 1 | [5 empty] | FALSE
1281 | 1298 | 1300 | Home A in 12468 |  |  |  |  | Dec 18, 2019 | E - Mohawk Valley | Energy Storage | 0 | 0 | 5 | 0 | 0 | 0 | 0 | 0 | 0 | 0 | 0 | 0 | SunCommon | 1 | [5 empty] | FALSE
1282 | 1299 | 1301 | Home A in 10993 |  |  |  |  | Nov 6, 2019 | G - Hudson Valley | Energy Storage | 0 | 0 | 5 | 0 | 0 | 0 | 0 | 0 | 0 | 0 | 0 | 0 | SolarCity (now Tesla) | 1 | [5 empty] | FALSE
1283 | 1300 | 1302 | Home A in 10970 |  |  |  |  | Dec 31, 2019 | G - Hudson Valley | Energy Storage | 0 | 0 | 5 | 0 | 0 | 0 | 0 | 0 | 0 | 0 | 0 | 0 | Sunrun | 1 | [5 empty] | FALSE
1284 | 1301 | 1303 | Home H in 10956 |  |  |  |  | Dec 26, 2019 | G - Hudson Valley | Energy Storage | 0 | 0 | 10 | 0 | 0 | 0 | 0 | 0 | 0 | 0 | 0 | 0 | SolarCity (now Tesla) | 1 | [5 empty] | FALSE
1285 | 1302 | 1304 | Home A in 10968 |  |  |  |  | Dec 9, 2019 | G - Hudson Valley | Energy Storage | 0 | 0 | 5 | 0 | 0 | 0 | 0 | 0 | 0 | 0 | 0 | 0 | Sunrun | 1 | [5 empty] | FALSE
1286 | 1303 | 1305 | Home I in 10956 |  |  |  |  | Dec 19, 2019 | G - Hudson Valley | Energy Storage | 0 | 0 | 10 | 0 | 0 | 0 | 0 | 0 | 0 | 0 | 0 | 0 | SolarCity (now Tesla) | 1 | [5 empty] | FALSE
1287 | 1304 | 1306 | Home B in 10530 |  |  |  |  | Dec 13, 2019 | I - Dunwoodie | Energy Storage | 0 | 0 | 10 | 0 | 0 | 0 | 0 | 0 | 0 | 0 | 0 | 0 | SolarCity (now Tesla) | 1 | [5 empty] | FALSE
1288 | 1305 | 1307 | Home B in 10504 |  |  |  |  | Nov 26, 2019 | I - Dunwoodie | Energy Storage | 0 | 0 | 5 | 0 | 0 | 0 | 0 | 0 | 0 | 0 | 0 | 0 | Tesla Energy Operations, Inc. | 1 | [5 empty] | FALSE
1289 | 1306 | 1308 | Home C in 10583 |  |  |  |  | Nov 7, 2019 | I - Dunwoodie | Energy Storage | 0 | 0 | 10 | 0 | 0 | 0 | 0 | 0 | 0 | 0 | 0 | 0 | Tesla Energy Operations, Inc. | 1 | [5 empty] | FALSE
1290 | 1307 | 1309 | Home B in 11762 |  |  |  |  | Nov 7, 2019 | K - Long Island | Energy Storage | 0 | 0 | 11.8 | 0 | 0 | 0 | 0 | 0 | 0 | 0 | 0 | 0 | Tesla Energy Operations, Inc. | 1
1291 | 1308 | 1310 | Home A in 11724 |  |  |  |  | Nov 4, 2019 | K - Long Island | Energy Storage | 0 | 0 | 15.12 | 0 | 0 | 0 | 0 | 0 | 0 | 0 | 0 | 0 | Tesla Energy Operations, Inc. | 1
1292 | 1309 | 1311 | Home B in 11746 |  |  |  |  | Nov 19, 2019 | K - Long Island | Energy Storage | 0 | 0 | 3.8 | 0 | 0 | 0 | 0 | 0 | 0 | 0 | 0 | 0 | Tesla Energy Operations, Inc. | 1
1293 | 1310 | 1312 | Home B in 11754 |  |  |  |  | Nov 18, 2019 | K - Long Island | Energy Storage | 0 | 0 | 15.2 | 0 | 0 | 0 | 0 | 0 | 0 | 0 | 0 | 0 | Tesla Energy Operations, Inc. | 1
1294 | 1311 | 1313 | Home A in 11788 |  |  |  |  | Dec 23, 2019 | K - Long Island | Energy Storage | 0 | 0 | 7.6 | 0 | 0 | 0 | 0 | 0 | 0 | 0 | 0 | 0 | Sunation Solar Systems | 1
1295 | 1312 | 1314 | Home B in 12065 |  |  |  |  | Oct 30, 2019 | F - Capital | Energy Storage | 0 | 0 | 10 | 0 | 0 | 0 | 0 | 0 | 0 | 0 | 0 | 0 | SolarCity (now Tesla) | 1 | [5 empty] | FALSE
1296 | 1313 | 1315 | Grand Island Solar B | Grand Island Solar B | Grand Island Solar B - 79794 | Grand Island Solar B - 79794 | 820 |  | A - West | Solar PV | 820 | 0 | 0 | 0 | 0 | 0 | 0 | 0 | 0 | 0 | 0 | 0 | Green Street Power Partners, LLC | 1 | 2020-02-12 |  |  |  |  | TRUE
1298 | 1314 | 1316 | Saratoga Solar, LLC | Saratoga Solar, LLC | Saratoga Solar, LLC - 202748 | Saratoga Solar, LLC - 202748 | 6272 |  | F - Capital | Solar PV | 6272 | 0 | 0 | 0 | 0 | 0 | 0 | 0 | 0 | 0 | 0 | 0 | Green Street Power Partners, LLC | 1 | 2020-02-25 |  |  |  |  | TRUE
1299 | 1315 | 1317 | 555 West 23rd St | 555 West 23rd St | 555 West 23rd St | 555 West 23rd St | 200 |  | J - New York City | CHP | 200 | 1226 | 0 | 0 | 0 | 0 | 0 | 0 | 0 | 0 | 0 | 0 | Tecogen, Inc. | 2 | 2019-07-28 | 2023-03-31 |  |  |  | TRUE | TRUE | TRUE
1300 | 1316 | 1318 | Howell Solar | Howell Solar | Howell Solar - 80953 | Howell Solar - 80953 | 3003 |  | G - Hudson Valley | Solar PV | 3003 | 0 | 0 | 0 | 0 | 0 | 0 | 0 | 0 | 0 | 0 | 0 | ForeFront Power | 1 | 2020-02-19 |  |  |  |  | TRUE
1301 | 1317 | 1319 | Borrego Solar Systems, Inc - Airport Rd. | Borrego Solar Systems, Inc - 93846 | Borrego Solar Systems, Inc - 93846 | Borrego Solar Systems, Inc - 93846 | 5570.37 |  | G - Hudson Valley | Solar PV | 5570.37 | 0 | 0 | 0 | 0 | 0 | 0 | 0 | 0 | 0 | 0 | 0 | Nexamp | 1 | 2020-02-01 |  |  |  |  | TRUE
1302 | 1318 | 1320 | Borrego Solar Systems, Inc - Route 209 | Borrego Solar Systems, Inc - 93863 | Borrego Solar Systems, Inc - 93863 | Borrego Solar Systems, Inc - 93863 | 5580.9 |  | G - Hudson Valley | Solar PV | 5580.9 | 0 | 0 | 0 | 0 | 0 | 0 | 0 | 0 | 0 | 0 | 0 | Nexamp | 1 | 2020-02-01 |  |  |  |  | TRUE
1303 | 1319 | 1321 | Village of Saint Johnsville | Village of Saint Johnsville | Village of Saint Johnsville - 67610 | Village of Saint Johnsville - 67610 | 731.25 |  | F - Capital | Solar PV | 731.25 | 0 | 0 | 0 | 0 | 0 | 0 | 0 | 0 | 0 | 0 | 0 | Solar Liberty | 1 | 2020-03-10 | 2022-12-08 |  |  |  | TRUE
1304 | 1320 | 1322 | Amherst | Amherst | Amherst | Amherst | 250 |  | J - New York City | CHP | 250 | 1560 | 0 | 0 | 0 | 0 | 0 | 0 | 0 | 0 | 0 | 0 | Tecogen, Inc. | 2 | 2020-03-06 | 2023-12-31 |  |  | FALSE | TRUE
1305 | 1321 | 1323 | Thomann Asphalt & Paving |  |  |  |  | October 2019 | A - West | Energy Storage | 0 | 0 | 58 | 129 | 0 | 0 | 0 | 0 | 0 | 0 | 0 | 0 | Buffalo Solar Solutions | 1 |  |  |  | Emergency Power and Power Islanding |  | TRUE
1306 | 776 | 786 | Home Depot Saratoga Springs #1223 | Home Depot Saratoga Springs #1223 |  |  |  | June 2018 | F - Capital | Energy Storage | 0 | 0 | 150 | 0 | 0 | 0 | 0 | 0 | 0 | 0 | 0 | 0 | Bloom Energy | 1 | [5 empty] | FALSE
1307 | 788 | 798 | Home Depot Amsterdam #1289 |  |  |  |  | June 2018 | F - Capital | Energy Storage | 0 | 0 | 150 | 0 | 0 | 0 | 0 | 0 | 0 | 0 | 0 | 0 | Bloom Energy | 1 | [5 empty] | FALSE
1308 | 1322 | 1324 | Fordham University Walsh Library |  | Fordham University Walsh Library | Fordham University Walsh Library | 262.5 | March 2020 | J - New York City | Fuel Cell | 262.5 | 0 | 0 | 0 | 0 | 0 | 0 | 0 | 0 | 0 | 0 | 0 | Bloom Energy | 1 | 2020-03-11 | 2023-02-28 |  |  |  | TRUE
1309 | 1323 | 1325 | Facility A in zip code 10604 |  |  |  |  | Sep 6, 2018 | I - Dunwoodie | Energy Storage | 0 | 0 | 375 | 0 | 0 | 0 | 0 | 0 | 0 | 0 | 0 | 0 | O&S Associates | 1 | [5 empty] | FALSE
1310 | 1324 | 1326 | Facility A in zip code 14850 |  |  |  |  | Jul 2, 2019 | C - Central | Energy Storage | 0 | 0 | 195 | 0 | 0 | 0 | 0 | 0 | 0 | 0 | 0 | 0 | Tesla Energy Operations, Inc. | 1 | [5 empty] | FALSE
1311 | 1325 | 1327 | Facility B in zip code 14850 |  |  |  |  | Jul 2, 2019 | C - Central | Energy Storage | 0 | 0 | 455 | 0 | 0 | 0 | 0 | 0 | 0 | 0 | 0 | 0 | Tesla Energy Operations, Inc. | 1 | [5 empty] | FALSE
1312 | 1326 | 1328 | Facility A in zip code 10471 |  |  |  |  | Nov 29, 2018 | J - New York City | Energy Storage | 0 | 0 | 133 | 0 | 0 | 0 | 0 | 0 | 0 | 0 | 0 | 0 | Green Power Solutions | 1 | [5 empty] | FALSE
1313 | 1327 | 1329 | Facility A in zip code 13041 |  |  |  |  | Jun 21, 2018 | C - Central | Energy Storage | 0 | 0 | 150 | 0 | 0 | 0 | 0 | 0 | 0 | 0 | 0 | 0 | Bloom Energy | 1 | [5 empty] | FALSE
1314 | 1328 | 1330 | Facility A in zip code 13039 |  |  |  |  | Jun 22, 2018 | C - Central | Energy Storage | 0 | 0 | 150 | 0 | 0 | 0 | 0 | 0 | 0 | 0 | 0 | 0 | Bloom Energy | 1 | [5 empty] | FALSE
1315 | 1329 | 1331 | Facility A in zip code 12304 |  |  |  |  | Jun 28, 2018 | F - Capital | Energy Storage | 0 | 0 | 150 | 0 | 0 | 0 | 0 | 0 | 0 | 0 | 0 | 0 | Bloom Energy | 1 | [5 empty] | FALSE
1316 | 1330 | 1332 | Facility A in zip code 12205 |  |  |  |  | Jul 17, 2018 | F - Capital | Energy Storage | 0 | 0 | 150 | 0 | 0 | 0 | 0 | 0 | 0 | 0 | 0 | 0 | Bloom Energy | 1 | [5 empty] | FALSE
1317 | 1331 | 1333 | Facility A in zip code 13031 |  |  |  |  | Aug 15, 2018 | C - Central | Energy Storage | 0 | 0 | 150 | 0 | 0 | 0 | 0 | 0 | 0 | 0 | 0 | 0 | Bloom Energy | 1 | [5 empty] | FALSE
1318 | 1332 | 1334 | Facility A in zip code 12144 |  |  |  |  | Sep 28, 2018 | F - Capital | Energy Storage | 0 | 0 | 150 | 0 | 0 | 0 | 0 | 0 | 0 | 0 | 0 | 0 | Bloom Energy | 1 | [5 empty] | FALSE
1319 | 1333 | 1335 | Facility A in zip code 13413 |  |  |  |  | Oct 4, 2018 | E - Mohawk Valley | Energy Storage | 0 | 0 | 150 | 0 | 0 | 0 | 0 | 0 | 0 | 0 | 0 | 0 | Bloom Energy | 1 | [5 empty] | FALSE
1320 | 1334 | 1336 | Facility B in zip code 12205 |  |  |  |  | Nov 6, 2018 | F - Capital | Energy Storage | 0 | 0 | 150 | 0 | 0 | 0 | 0 | 0 | 0 | 0 | 0 | 0 | Bloom Energy | 1 | [5 empty] | FALSE
1321 | 1335 | 1337 | Facility A in zip code 13057 |  |  |  |  | Dec 17, 2018 | C - Central | Energy Storage | 0 | 0 | 150 | 0 | 0 | 0 | 0 | 0 | 0 | 0 | 0 | 0 | Bloom Energy | 1 | [5 empty] | FALSE
1324 | 1338 | 1340 | Westerlo A | Westerlo A | Westerlo A - 126520 | Westerlo A - 126520 |  |  | G - Hudson Valley | Solar PV | 2794.5 | 0 | 0 | 0 | 0 | 0 | 0 | 0 | 0 | 0 | 0 | 0 | Ameresco | 1 | 2020-03-12 |  |  |  |  | TRUE
1325 | 1339 | 1341 | 5530 58th Street LLC | 5530 58th Street LLC | 5530 58th Street LLC - 95416 | 5530 58th Street LLC - 95416 | 918.72 |  | J - New York City | Solar PV | 918.72 | 0 | 0 | 0 | 0 | 0 | 0 | 0 | 0 | 0 | 0 | 0 | Accord Power | 1 | 2020-03-11 |  |  |  |  | TRUE
1326 | 1340 | 1342 | Delaware River Solar, LLC Dryden Road |  | Delaware River Solar, LLC Dryden Road - 95375 | Delaware River Solar, LLC Dryden Road - 95375 | 1738.8 |  | C - Central | Solar PV | 1738.8 | 0 | 0 | 0 | 0 | 0 | 0 | 0 | 0 | 0 | 0 | 0 | Delaware River Solar | 1 | 2020-03-19 | 2023-07-13 |  |  |  | TRUE
1327 | 1341 | 1343 | Citizens Chenango Solar |  | Citizens Chenango Solar - 126973 | Citizens Chenango Solar - 126973 | 6143 |  | C - Central | Solar PV | 6143 | 0 | 0 | 0 | 0 | 0 | 0 | 0 | 0 | 0 | 0 | 0 | Citizens Enterprises Corporation | 1 | 2020-03-19 |  |  |  |  | TRUE
1328 | 1342 | 1344 | Solitude Solar LLC - NY-26 |  | Solitude Solar LLC - 186732 | Solitude Solar LLC - 186732 | 7236 |  | E - Mohawk Valley | Solar PV | 7236 | 0 | 0 | 0 | 0 | 0 | 0 | 0 | 0 | 0 | 0 | 0 | U.S. Light Energy | 1 | 2020-03-18 | 2022-04-13 |  |  |  | TRUE
1329 | 1343 | 1345 | Livingston 4 Solar | Livingston 4 Solar - 79848 | Livingston 4 Solar - 79848 | Livingston 4 Solar - 79848 | 2771.82 |  | A - West | Solar PV | 2771.82 | 0 | 0 | 0 | 0 | 0 | 0 | 0 | 0 | 0 | 0 | 0 | C2 Energy Capital | 1 | 2020-03-23 |  |  |  |  | TRUE
1330 | 1344 | 1346 | Town of Tonawanda | Town of Tonawanda - 169678 | Town of Tonawanda | Town of Tonawanda | 2604.16 |  | A - West | Solar PV | 2604.16 | 0 | 0 | 0 | 0 | 0 | 0 | 0 | 0 | 0 | 0 | 0 | Solar Liberty | 1 | 2020-03-22 |  |  |  |  | TRUE
1331 | 1345 | 489 | Gateway Center |  | Gateway Plaza 1 |  |  | July 2019 | J - New York City | Energy Storage | 0 | 0 | 2400 | 8220 | 0 | 0 | 0 | 0 | 0 | 0 | 0 | 0 | EnerNOC (now Enel X) | 1 |  |  |  | Utility Peak Reduction |  | TRUE
1332 | 1346 | 489 | Gateway Center |  | Gateway Plaza 2 |  |  | July 2019 | J - New York City | Energy Storage | 0 | 0 | 2400 | 8220 | 0 | 0 | 0 | 0 | 0 | 0 | 0 | 0 | EnerNOC (now Enel X) | 1 |  |  |  | Utility Peak Reduction |  | TRUE
1333 | 1179 | 1181 | Washington - NY Ogden - 760 Washington Street |  | Washington 3 - NY Ogden III - 760 Washington Street - 92505 | Washington 3 - NY Ogden III - 760 Washington Street - 92505 | 2782.08 |  | B - Genessee | Solar PV | 2782.08 | 0 | 0 | 0 | 0 | 0 | 0 | 0 | 0 | 0 | 0 | 0 | Generate Capital, Inc. | 1 | 2020-03-26 | 2023-03-17 |  |  |  | TRUE
1334 | 1348 | 1348 | Home A in 12197 |  |  |  |  | Jul 31, 2017 | F - Capital | Energy Storage | 0 | 0 | 5 | 0 | 0 | 0 | 0 | 0 | 0 | 0 | 0 | 0 | SolarCity (now Tesla) | 1 | [5 empty] | FALSE
1335 | 1349 | 1349 | Home C in 12018 |  |  |  |  | Sep 28, 2017 | F - Capital | Energy Storage | 0 | 0 | 13 | 0 | 0 | 0 | 0 | 0 | 0 | 0 | 0 | 0 | SolarCity (now Tesla) | 1 | [5 empty] | FALSE
1336 | 1350 | 1350 | Home A in 12306 |  |  |  |  | Oct 3, 2017 | F - Capital | Energy Storage | 0 | 0 | 27 | 0 | 0 | 0 | 0 | 0 | 0 | 0 | 0 | 0 | SolarCity (now Tesla) | 1 | [5 empty] | FALSE
1337 | 1351 | 1351 | Home A in 12308 |  |  |  |  | Nov 9, 2017 | F - Capital | Energy Storage | 0 | 0 | 13.5 | 0 | 0 | 0 | 0 | 0 | 0 | 0 | 0 | 0 | SolarCity (now Tesla) | 1 | [5 empty] | FALSE
1338 | 1352 | 1352 | Home A in 12020 |  |  |  |  | Dec 8, 2017 | F - Capital | Energy Storage | 0 | 0 | 13.5 | 0 | 0 | 0 | 0 | 0 | 0 | 0 | 0 | 0 | SolarCity (now Tesla) | 1 | [5 empty] | FALSE
1339 | 1353 | 1353 | Home A in 12816 |  |  |  |  | Jan 9, 2018 | F - Capital | Energy Storage | 0 | 0 | 10 | 0 | 0 | 0 | 0 | 0 | 0 | 0 | 0 | 0 | Power Guru | 1 | [5 empty] | FALSE
1340 | 1354 | 1354 | Home A in 12047 |  |  |  |  | Jan 22, 2018 | F - Capital | Energy Storage | 0 | 0 | 13.5 | 0 | 0 | 0 | 0 | 0 | 0 | 0 | 0 | 0 | SolarCity (now Tesla) | 1 | [5 empty] | FALSE
1341 | 1355 | 1355 | Home A in 12177 |  |  |  |  | Mar 13, 2018 | F - Capital | Energy Storage | 0 | 0 | 5 | 0 | 0 | 0 | 0 | 0 | 0 | 0 | 0 | 0 | SolarCity (now Tesla) | 1 | [5 empty] | FALSE
1342 | 1356 | 1356 | Home A in 12078 |  |  |  |  | Apr 3, 2018 | F - Capital | Energy Storage | 0 | 0 | 5 | 0 | 0 | 0 | 0 | 0 | 0 | 0 | 0 | 0 | SolarCity (now Tesla) | 1 | [5 empty] | FALSE
1343 | 1357 | 1357 | Home B in 12309 |  |  |  |  | Apr 4, 2018 | F - Capital | Energy Storage | 0 | 0 | 5 | 0 | 0 | 0 | 0 | 0 | 0 | 0 | 0 | 0 | SolarCity (now Tesla) | 1 | [5 empty] | FALSE
1344 | 1358 | 1358 | Home A in 12056 |  |  |  |  | Apr 17, 2018 | F - Capital | Energy Storage | 0 | 0 | 5 | 0 | 0 | 0 | 0 | 0 | 0 | 0 | 0 | 0 | SolarCity (now Tesla) | 1 | [5 empty] | FALSE
1345 | 1359 | 1359 | Home A in 14420 |  |  |  |  | May 30, 2018 | B - Genessee | Energy Storage | 0 | 0 | 5 | 0 | 0 | 0 | 0 | 0 | 0 | 0 | 0 | 0 | SunCommon | 1 | [5 empty] | FALSE
1346 | 1360 | 1360 | Home A in 12156 |  |  |  |  | Jun 26, 2018 | F - Capital | Energy Storage | 0 | 0 | 5 | 0 | 0 | 0 | 0 | 0 | 0 | 0 | 0 | 0 | SolarCity (now Tesla) | 1 | [5 empty] | FALSE
1347 | 1361 | 1361 | Home A in 13122 |  |  |  |  | Sep 7, 2018 | E - Mohawk Valley | Energy Storage | 0 | 0 | 12.6 | 0 | 0 | 0 | 0 | 0 | 0 | 0 | 0 | 0 | Paradise Energy Solutions | 1 | [5 empty] | FALSE
1348 | 1362 | 1362 | Home B in 12866 |  |  |  |  | Sep 18, 2018 | F - Capital | Energy Storage | 0 | 0 | 9.3 | 0 | 0 | 0 | 0 | 0 | 0 | 0 | 0 | 0 | Kasselman Solar | 1 | [5 empty] | FALSE
1349 | 1363 | 1363 | Home B in 12110 |  |  |  |  | Sep 22, 2018 | F - Capital | Energy Storage | 0 | 0 | 9.3 | 0 | 0 | 0 | 0 | 0 | 0 | 0 | 0 | 0 | Kasselman Solar | 1 | [5 empty] | FALSE
1350 | 1364 | 1364 | Home B in 12020 |  |  |  |  | Oct 4, 2018 | F - Capital | Energy Storage | 0 | 0 | 10 | 0 | 0 | 0 | 0 | 0 | 0 | 0 | 0 | 0 | SolarCity (now Tesla) | 1 | [5 empty] | FALSE
1351 | 1365 | 1365 | Home C in 12866 |  |  |  |  | Oct 18, 2018 | F - Capital | Energy Storage | 0 | 0 | 9.3 | 0 | 0 | 0 | 0 | 0 | 0 | 0 | 0 | 0 | Kasselman Solar | 1 | [5 empty] | FALSE
1352 | 1366 | 1366 | Home A in 12859 |  |  |  |  | Nov 8, 2018 | F - Capital | Energy Storage | 0 | 0 | 9.3 | 0 | 0 | 0 | 0 | 0 | 0 | 0 | 0 | 0 | Kasselman Solar | 1 | [5 empty] | FALSE
1353 | 1367 | 1367 | Home A in 12054 |  |  |  |  | Jan 19, 2019 | F - Capital | Energy Storage | 0 | 0 | 27 | 0 | 0 | 0 | 0 | 0 | 0 | 0 | 0 | 0 | Tesla Energy Operations, Inc. | 1 | [5 empty] | FALSE
1354 | 1368 | 1368 | Home A in 12309 |  |  |  |  | Jan 21, 2019 | F - Capital | Energy Storage | 0 | 0 | 9.3 | 0 | 0 | 0 | 0 | 0 | 0 | 0 | 0 | 0 | Kasselman Solar | 1 | [5 empty] | FALSE
1355 | 1369 | 1369 | Home A in 13368 |  |  |  |  | Jun 30, 2019 | E - Mohawk Valley | Energy Storage | 0 | 0 | 30 | 0 | 0 | 0 | 0 | 0 | 0 | 0 | 0 | 0 | Suntric | 1 | [5 empty] | FALSE
1356 | 1370 | 1370 | Home A in 13612 |  |  |  |  | Aug 15, 2019 | E - Mohawk Valley | Energy Storage | 0 | 0 | 8 | 0 | 0 | 0 | 0 | 0 | 0 | 0 | 0 | 0 | Suntric | 1 | [5 empty] | FALSE
1357 | 1371 | 1371 | Home D in 12866 |  |  |  |  | Aug 26, 2019 | F - Capital | Energy Storage | 0 | 0 | 5 | 0 | 0 | 0 | 0 | 0 | 0 | 0 | 0 | 0 | SunCommon | 1 | [5 empty] | FALSE
1358 | 1372 | 1372 | Home B in 12023 |  |  |  |  | Sep 5, 2019 | F - Capital | Energy Storage | 0 | 0 | 5 | 0 | 0 | 0 | 0 | 0 | 0 | 0 | 0 | 0 | SunCommon | 1 | [5 empty] | FALSE
1359 | 1373 | 1373 | Home A in 12053 |  |  |  |  | Dec 13, 2019 | F - Capital | Energy Storage | 0 | 0 | 28.8 | 0 | 0 | 0 | 0 | 0 | 0 | 0 | 0 | 0 | SunDog Solar | 1 | [5 empty] | FALSE
1360 | 1374 | 1374 | Home B in 12047 |  |  |  |  | Jan 1, 2020 | F - Capital | Energy Storage | 0 | 0 | 10 | 0 | 0 | 0 | 0 | 0 | 0 | 0 | 0 | 0 | Tesla Energy Operations, Inc. | 1 | [5 empty] | FALSE
1361 | 1375 | 1375 | Home A in 12804 |  |  |  |  | Jan 3, 2020 | F - Capital | Energy Storage | 0 | 0 | 9 | 0 | 0 | 0 | 0 | 0 | 0 | 0 | 0 | 0 | AEC Solar | 1 | [5 empty] | FALSE
1362 | 1376 | 1376 | Home A in 13478 |  |  |  |  | Jan 21, 2020 | E - Mohawk Valley | Energy Storage | 0 | 0 | 10 | 0 | 0 | 0 | 0 | 0 | 0 | 0 | 0 | 0 | Tesla Energy Operations, Inc. | 1 | [5 empty] | FALSE
1363 | 1377 | 1377 | Home B in 12590 |  |  |  |  | Jan 8, 2020 | G - Hudson Valley | Energy Storage | 0 | 0 | 20 | 0 | 0 | 0 | 0 | 0 | 0 | 0 | 0 | 0 | Tesla Energy Operations, Inc. | 1 | [5 empty] | FALSE
1364 | 1378 | 1378 | Home D in 12533 |  |  |  |  | Jan 31, 2020 | G - Hudson Valley | Energy Storage | 0 | 0 | 5 | 0 | 0 | 0 | 0 | 0 | 0 | 0 | 0 | 0 | Sunrun | 1 | [5 empty] | FALSE
1365 | 1379 | 1379 | Home B in 10567 |  |  |  |  | Nov 5, 2019 | H - Millwood | Energy Storage | 0 | 0 | 27 | 0 | 0 | 0 | 0 | 0 | 0 | 0 | 0 | 0 | Solar Liberty | 1 | [5 empty] | FALSE
1366 | 1380 | 1380 | Home C in 10703 |  |  |  |  | Nov 8, 2019 | I - Dunwoodie | Energy Storage | 0 | 0 | 8.7 | 0 | 0 | 0 | 0 | 0 | 0 | 0 | 0 | 0 | Sunrun | 1 | [5 empty] | FALSE
1367 | 1381 | 1381 | Home A in 10595 |  |  |  |  | Jan 7, 2020 | I - Dunwoodie | Energy Storage | 0 | 0 | 10 | 0 | 0 | 0 | 0 | 0 | 0 | 0 | 0 | 0 | Tesla Energy Operations, Inc. | 1 | [5 empty] | FALSE
1368 | 1382 | 1382 | Home A in 10901 |  |  |  |  | Jan 10, 2020 | G - Hudson Valley | Energy Storage | 0 | 0 | 10 | 0 | 0 | 0 | 0 | 0 | 0 | 0 | 0 | 0 | SolarCity (now Tesla) | 1 | [5 empty] | FALSE
1369 | 1383 | 1383 | Home J in 10956 |  |  |  |  | Jan 14, 2020 | G - Hudson Valley | Energy Storage | 0 | 0 | 7.6 | 0 | 0 | 0 | 0 | 0 | 0 | 0 | 0 | 0 | Sunrun | 1 | [5 empty] | FALSE
1370 | 1384 | 1384 | Home A in 11935 |  |  |  |  | Jan 8, 2020 | K - Long Island | Energy Storage | 0 | 0 | 8 | 0 | 0 | 0 | 0 | 0 | 0 | 0 | 0 | 0 | Tesla Energy Operations, Inc. | 1
1371 | 1385 | 1385 | Home B in 11030 |  |  |  |  | Jan 9, 2020 | K - Long Island | Energy Storage | 0 | 0 | 11 | 0 | 0 | 0 | 0 | 0 | 0 | 0 | 0 | 0 | Tesla Energy Operations, Inc. | 1
1372 | 1386 | 1386 | Home A in 11731 |  |  |  |  | Jan 9, 2020 | K - Long Island | Energy Storage | 0 | 0 | 13.8 | 0 | 0 | 0 | 0 | 0 | 0 | 0 | 0 | 0 | Tesla Energy Operations, Inc. | 1
1373 | 1387 | 1387 | Home A in 11756 |  |  |  |  | Jan 9, 2020 | K - Long Island | Energy Storage | 0 | 0 | 10 | 0 | 0 | 0 | 0 | 0 | 0 | 0 | 0 | 0 | Tesla Energy Operations, Inc. | 1
1374 | 1388 | 1388 | Home B in 11963 |  |  |  |  | Jan 14, 2020 | K - Long Island | Energy Storage | 0 | 0 | 9.73 | 0 | 0 | 0 | 0 | 0 | 0 | 0 | 0 | 0 | Tesla Energy Operations, Inc. | 1
1375 | 1389 | 1389 | Hope Solar Farm LLC | Hope Solar Farm LLC | Hope Solar Farm LLC | Hope Solar Farm LLC | 2901 |  | F - Capital | Solar PV | 2901 | 0 | 0 | 0 | 0 | 0 | 0 | 0 | 0 | 0 | 0 | 0 | Bullrock Corporation | 1 | 2020-04-03 |  |  |  |  | TRUE
1376 | 1390 | 1390 | 2425 Nostrand Ave. |  | 2425 Nostrand Ave. | 2425 Nostrand Ave. |  |  | J - New York City | CHP | 70 | 408.24 | 0 | 0 | 0 | 0 | 0 | 0 | 0 | 0 | 0 | 0 | Aegis Energy Services, Inc. | 2 | 2020-03-04 | 2023-12-31 |  |  |  | TRUE | TRUE
1377 | 1391 | 1391 | APR Walden Solar 1, LLC | APR Walden Solar 1, LLC | APR Walden Solar 1, LLC | APR Walden Solar 1, LLC | 5054.4 |  | G - Hudson Valley | Solar PV | 5054.4 | 0 | 0 | 0 | 0 | 0 | 0 | 0 | 0 | 0 | 0 | 0 | AES Distributed Energy | 1 | 2020-04-07 |  |  |  |  | TRUE
1378 | 1392 | 1392 | Solar Farms New York - Middlesex Community Solar Farm | Solar Farms New York - Middlesex Community Solar Farm | Solar Farms New York - Middlesex Community Solar Farm 1 | Solar Farms New York - Middlesex Community Solar Farm 1 | 2950.01 |  | B - Genessee | Solar PV | 2950.01 | 0 | 0 | 0 | 0 | 0 | 0 | 0 | 0 | 0 | 0 | 0 | Distributed Asset Solutions LLC | 1 | 2020-04-15 | 2023-07-13 |  |  |  | TRUE
1379 | 1392 | 1392 | Solar Farms New York - Middlesex Community Solar Farm | Solar Farms New York - Middlesex Community Solar Farm | Solar Farms New York - Middlesex Community Solar Farm 2 | Solar Farms New York - Middlesex Community Solar Farm 2 | 2509.71 |  | B - Genessee | Solar PV | 2509.71 | 0 | 0 | 0 | 0 | 0 | 0 | 0 | 0 | 0 | 0 | 0 | Distributed Asset Solutions LLC | 1 | 2020-04-15 | 2023-07-13 |  |  |  | TRUE
1380 | 1393 | 1393 | City of Cortland WWTP |  | City of Cortland WWTP |  | 500 |  | C - Central | ADG | 500 | 0 | 0 | 0 | 0 | 0 | 0 | 0 | 0 | 0 | 0 | 0 | Cedarwood Engineering | 2 | 2020-04-22 |  |  |  |  | TRUE |  | TRUE |  | TRUE |  |  | TRUE
1381 | 1395 | 1395 | Home A in 10548 |  |  |  |  | Feb 28, 2020 | H - Millwood | Energy Storage | 0 | 0 | 10 | 0 | 0 | 0 | 0 | 0 | 0 | 0 | 0 | 0 | Tesla Energy Operations, Inc. | 1 | [5 empty] | FALSE
1382 | 1396 | 1396 | Home C in 10804 |  |  |  |  | Feb 14, 2020 | I - Dunwoodie | Energy Storage | 0 | 0 | 10 | 0 | 0 | 0 | 0 | 0 | 0 | 0 | 0 | 0 | Tesla Energy Operations, Inc. | 1 | [5 empty] | FALSE
1383 | 1397 | 1397 | Extended Stay America - White Plains - Elmsford |  |  | ETAC-CI |  | Feb 26, 2020 | I - Dunwoodie | Energy Storage | 0 | 0 | 18 | 36 | 0 | 0 | 0 | 0 | 0 | 0 | 0 | 0 | Stem | 1 |  |  |  | Demand Charge Reduction |  | TRUE
1384 | 1398 | 1398 | Home C in 10950 |  |  |  |  | Feb 7, 2020 | B - Genessee | Energy Storage | 0 | 0 | 7.6 | 0 | 0 | 0 | 0 | 0 | 0 | 0 | 0 | 0 | Sunrun | 1 | [5 empty] | FALSE
1385 | 1399 | 1399 | Home C in 10598 |  |  |  |  | Feb 13, 2020 | H - Millwood | Energy Storage | 0 | 0 | 5 | 0 | 0 | 0 | 0 | 0 | 0 | 0 | 0 | 0 | Tesla Energy Operations, Inc. | 1 | [5 empty] | FALSE
1386 | 1400 | 1400 | Home A in 14526 |  |  |  |  | Feb 13, 2020 | H - Millwood | Energy Storage | 0 | 0 | 8 | 0 | 0 | 0 | 0 | 0 | 0 | 0 | 0 | 0 | Renewable Rochester | 1 | [5 empty] | FALSE
1387 | 1401 | 1401 | Home E in 12553 |  |  |  |  | Feb 12, 2020 | G - Hudson Valley | Energy Storage | 0 | 0 | 20 | 0 | 0 | 0 | 0 | 0 | 0 | 0 | 0 | 0 | Tesla Energy Operations, Inc. | 1 | [5 empty] | FALSE
1388 | 1402 | 1402 | Home B in 10520 |  |  |  |  | Jan 10, 2020 | H - Millwood | Energy Storage | 0 | 0 | 10 | 0 | 0 | 0 | 0 | 0 | 0 | 0 | 0 | 0 | Tesla Energy Operations, Inc. | 1 | [5 empty] | FALSE
1389 | 1403 | 1403 | Home B in 10576 |  |  |  |  | Feb 12, 2020 | F - Capital | Energy Storage | 0 | 0 | 15 | 0 | 0 | 0 | 0 | 0 | 0 | 0 | 0 | 0 | Tesla Energy Operations, Inc. | 1 | [5 empty] | FALSE
1392 | 1404 | 1404 | Mount Hope Solar 2 (West) |  | Mount Hope Solar 2 (West) - 109144A | Mount Hope Solar 2 (West) | 2772.9 |  | G - Hudson Valley | Solar PV | 2772.9 | 0 | 0 | 0 | 0 | 0 | 0 | 0 | 0 | 0 | 0 | 0 | Borrego Solar (formerly SEC Newco, LLC) | 1 | 2020-04-23 |  |  |  |  | TRUE
1393 | 1394 | 1394 | Borrego Solar Systems | Borrego Solar Systems | RT405 Westerlo 2, LLC - 120 County Route 405 (Shepards Park East) | Borrego Solar Syst - 6844 Route 32 (Shepards Park East) - PV Systems | 6995.84 |  | G - Hudson Valley | Solar PV | 6995.84 | 0 | 0 | 0 | 0 | 0 | 0 | 0 | 0 | 0 | 0 | 0 | Nexamp | 1 | 2020-04-01 |  |  |  |  | TRUE
1394 | 1394 | 1394 | Borrego Solar Systems | Borrego Solar Systems | RT32 Westerlo 1, LLC - 6844 Route 32 (Shepards Park West) | Borrego Solar Syst - 6844 Route 32 (Shepards Park West) - PV Systems | 6995.84 |  | G - Hudson Valley | Solar PV | 6995.84 | 0 | 0 | 0 | 0 | 0 | 0 | 0 | 0 | 0 | 0 | 0 | Nexamp | 1 | 2020-04-01 |  |  |  |  | TRUE
1395 | 1405 | 1405 | GE Solar Anthony Street | GE Solar Anthony Street | GE Solar Anthony Street | GE Solar Anthony Street | 1317.6 |  | F - Capital | Solar PV | 1317.6 | 0 | 0 | 0 | 0 | 0 | 0 | 0 | 0 | 0 | 0 | 0 | Distributed Solar Operations, LLC | 1 | 2020-04-01 |  |  |  |  | TRUE
1396 | 1406 | 1406 | Brickchurch Solar, LLC |  | Brickchurch Solar, LLC - 81791 | Brickchurch Solar, LLC - 8593 York Settlement Road - PV Systems | 3004 |  | B - Genessee | Solar PV | 3004 | 0 | 0 | 0 | 0 | 0 | 0 | 0 | 0 | 0 | 0 | 0 | Generate Capital, Inc. | 1 | 2020-05-04 |  |  |  |  | TRUE
1397 | 1407 | 1407 | CES Hogansburg Solar |  | CES Hogansburg Solar | CES Hogansburg Solar | 1247 |  | D - North | Solar PV | 1247 | 0 | 0 | 0 | 0 | 0 | 0 | 0 | 0 | 0 | 0 | 0 | Consolidated Edison Solutions | 1 | 2020-01-28 | 2023-06-27 |  |  |  | TRUE
1398 | 1408 | 1408 | Johnstown 2 Solar, LLC |  | Johnstown 2 Solar, LLC | Johnstown 2 Solar, LLC | 2730.24 |  | F - Capital | Solar PV | 2730.24 | 0 | 0 | 0 | 0 | 0 | 0 | 0 | 0 | 0 | 0 | 0 | C2 Energy Capital | 1 | 2020-05-01 |  |  |  |  | TRUE
1399 | 1409 | 1409 | Middletown NY 2, LLC |  | Middletown NY 2, LLC | Middletown NY 2, LLC | 1116.22 |  | G - Hudson Valley | Solar PV | 1116.22 | 0 | 0 | 0 | 0 | 0 | 0 | 0 | 0 | 0 | 0 | 0 | Ameresco | 1 | 2020-05-07 |  |  |  |  | TRUE
1400 | 1410 | 1410 | Middletown NY 1, LLC |  | Middletown NY 1, LLC | Middletown NY 1, LLC | 2758.98 |  | G - Hudson Valley | Solar PV | 2758.98 | 0 | 0 | 0 | 0 | 0 | 0 | 0 | 0 | 0 | 0 | 0 | Ameresco | 1 | 2020-05-15 |  |  |  |  | TRUE
1401 | 1411 | 1411 | The Hebrew Home |  | The Hebrew Home |  |  |  | J - New York City | CHP | 1600 | 0 | 0 | 0 | 0 | 0 | 0 | 0 | 0 | 0 | 0 | 0 | AKF Group LLC | 3 | 2020-05-18 | 2023-12-31 |  |  |  | TRUE
1402 | 1412 | 1412 | Caddell Dry Dock & Repair Co |  |  |  |  | February 2020 | J - New York City | Energy Storage | 0 | 0 | 1000 | 0 | 0 | 0 | 0 | 0 | 0 | 0 | 0 | 0 | DB Engineering | 1 | [5 empty] | FALSE
1404 | 1414 | 1415 | GE Solar Rice Rd |  | GE Solar Rice Rd - 167054 | GE Solar Rice Rd - 167054 |  |  | F - Capital | Solar PV | 954.72 | 0 | 0 | 0 | 0 | 0 | 0 | 0 | 0 | 0 | 0 | 0 | Distributed Solar Operations, LLC | 1 | 2020-06-08 |  |  |  |  | TRUE
1405 | 1415 | 1414 | 2501 Nostrand Ave |  | 2501 Nostrand Ave | 2501 Nostrand Ave. | 35 |  | J - New York City | CHP | 35 | 0 | 0 | 0 | 0 | 0 | 0 | 0 | 0 | 0 | 0 | 0 | Aegis Energy Services, Inc. | 1 | 2020-04-13 | 2023-12-31 |  |  |  | TRUE
1406 | 1416 | 1416 | Ashdown - 25 Ashdown Rd |  | Ashdown - 25 Ashdown Rd | Ashdown - 25 Ashdown Rd - PV Systems | 5832 |  | F - Capital | Solar PV | 5832 | 0 | 0 | 0 | 0 | 0 | 0 | 0 | 0 | 0 | 0 | 0 | AES Distributed Energy | 1 | 2020-07-06 |  |  |  |  | TRUE
1407 | 1417 | 1417 | North Rockland High School |  | North Rockland High School | North Rockland High School | 75 |  | J - New York City | CHP | 75 | 523 | 0 | 0 | 0 | 0 | 0 | 0 | 0 | 0 | 0 | 0 | Aegis Energy Services, Inc. | 1 | 2020-07-20 | 2023-12-31 |  |  |  | TRUE
1408 | 1418 | 1419 | Walden - 1343 Route 52 - PV Systems |  | Walden - 1343 Route 52 - PV Systems | Walden - 1343 Route 52 - PV Systems | 5781.375 |  | G - Hudson Valley | Solar PV | 5781.375 | 0 | 0 | 0 | 0 | 0 | 0 | 0 | 0 | 0 | 0 | 0 | AES Distributed Energy | 1 | 2020-07-06 |  |  |  |  | TRUE
1409 | 1419 | 1420 | Facility A in 10591 |  | Facility A in 10591 | Facility A in 10591 |  | May 2020 | I - Dunwoodie | Energy Storage | 0 | 0 | 500 | 0 | 0 | 0 | 0 | 0 | 0 | 0 | 0 | 0 | Peak Power | 1 | [5 empty] | FALSE
1410 | 1420 | 1421 | Staples Plaza |  | UB Yorktown |  |  | April 2020 | I - Dunwoodie | Energy Storage | 0 | 0 | 490 | 1856 | 0 | 0 | 0 | 0 | 0 | 0 | 0 | 0 | IPPsolar | 1 |  |  |  | Coupled with Distr. Gen.; EV Charging |  | TRUE
1411 | 1421 | 1422 | Facility A in 10523 |  |  |  |  | March 2020 | I - Dunwoodie | Energy Storage | 0 | 0 | 250 | 0 | 0 | 0 | 0 | 0 | 0 | 0 | 0 | 0 |  | 1 | [5 empty] | FALSE
1412 | 1422 | 1423 | Facility B in 10523 |  |  |  |  | March 2020 | I - Dunwoodie | Energy Storage | 0 | 0 | 250 | 0 | 0 | 0 | 0 | 0 | 0 | 0 | 0 | 0 |  | 1 | [5 empty] | FALSE
1413 | 1423 | 1424 | Facility B in 13778 |  |  |  |  | April 2020 | C - Central | Energy Storage | 0 | 0 | 250 | 0 | 0 | 0 | 0 | 0 | 0 | 0 | 0 | 0 | O'Connell Electric | 1 | [5 empty] | FALSE
1414 | 1424 | 1425 | Facility C in 11040 |  |  |  |  | February 2020 | J - New York City | Energy Storage | 0 | 0 | 200 | 0 | 0 | 0 | 0 | 0 | 0 | 0 | 0 | 0 | Enel X (fka Demand Energy, EnerNOC) | 1 | [5 empty] | FALSE
1415 | 1425 | 1426 | Facility C in 14850 |  |  |  |  | July 2019 | C - Central | Energy Storage | 0 | 0 | 195 | 0 | 0 | 0 | 0 | 0 | 0 | 0 | 0 | 0 | Tesla Energy Operations, Inc. | 1 | [5 empty] | FALSE
1416 | 1426 | 1427 | Facility A in 10001 |  |  |  |  | November 2019 | J - New York City | Energy Storage | 0 | 0 | 125 | 0 | 0 | 0 | 0 | 0 | 0 | 0 | 0 | 0 | EnerNOC (now Enel X) | 1 | [5 empty] | FALSE
1418 | 1428 | 1429 | Facility A in 11377 |  |  |  |  | October 2012 | J - New York City | Energy Storage | 0 | 0 | 50 | 0 | 0 | 0 | 0 | 0 | 0 | 0 | 0 | 0 | ENGIE Storage (fka Green Charge) | 1 | [5 empty] | FALSE
1419 | 1429 | 1430 | Facility A in 11358 |  |  |  |  | February 2014 | J - New York City | Energy Storage | 0 | 0 | 50 | 0 | 0 | 0 | 0 | 0 | 0 | 0 | 0 | 0 | ENGIE Storage (fka Green Charge) | 1 | [5 empty] | FALSE
1420 | 1430 | 1431 | Home D in 11743 |  |  |  |  | October 2019 | K - Long Island | Energy Storage | 0 | 0 | 20 | 0 | 0 | 0 | 0 | 0 | 0 | 0 | 0 | 0 | Tesla, Inc. | 1 | [5 empty] | FALSE
1421 | 1431 | 1432 | Home A in 11735 |  |  |  |  | April 2020 | K - Long Island | Energy Storage | 0 | 0 | 20 | 0 | 0 | 0 | 0 | 0 | 0 | 0 | 0 | 0 | Tesla, Inc. | 1 | [5 empty] | FALSE
1422 | 1432 | 1433 | Home C in 11746 |  |  |  |  | January 2020 | K - Long Island | Energy Storage | 0 | 0 | 20 | 0 | 0 | 0 | 0 | 0 | 0 | 0 | 0 | 0 | Sunation Solar Systems | 1 | [5 empty] | FALSE
1423 | 1433 | 1434 | Home B in 11735 |  |  |  |  | February 2020 | K - Long Island | Energy Storage | 0 | 0 | 20 | 0 | 0 | 0 | 0 | 0 | 0 | 0 | 0 | 0 | Sunation Solar Systems | 1 | [5 empty] | FALSE
1424 | 1434 | 1435 | Home A in 11747 |  |  |  |  | February 2020 | K - Long Island | Energy Storage | 0 | 0 | 20 | 0 | 0 | 0 | 0 | 0 | 0 | 0 | 0 | 0 | Tesla, Inc. | 1 | [5 empty] | FALSE
1425 | 1435 | 1436 | Home A in 11692 |  |  |  |  | September 2018 | J - New York City | Energy Storage | 0 | 0 | 18 | 0 | 0 | 0 | 0 | 0 | 0 | 0 | 0 | 0 |  | 1 | [5 empty] | FALSE
1426 | 1436 | 1437 | Home A in 12577 |  |  |  |  | March 2020 | G - Hudson Valley | Energy Storage | 0 | 0 | 17.6 | 0 | 0 | 0 | 0 | 0 | 0 | 0 | 0 | 0 | Tesla Energy Operations, Inc. | 1 | [5 empty] | FALSE
1428 | 1438 | 1439 | Home A in 12589 |  |  |  |  | March 2020 | G - Hudson Valley | Energy Storage | 0 | 0 | 15 | 0 | 0 | 0 | 0 | 0 | 0 | 0 | 0 | 0 | Tesla Energy Operations, Inc. | 1 | [5 empty] | FALSE
1429 | 1439 | 1440 | Home A in 10953 |  |  |  |  | April 2020 | G - Hudson Valley | Energy Storage | 0 | 0 | 15 | 0 | 0 | 0 | 0 | 0 | 0 | 0 | 0 | 0 | Tesla Energy Operations, Inc. | 1 | [5 empty] | FALSE
1430 | 1440 | 1441 | Home C in 12572 |  |  |  |  | June 2020 | G - Hudson Valley | Energy Storage | 0 | 0 | 15 | 0 | 0 | 0 | 0 | 0 | 0 | 0 | 0 | 0 | SunCommon | 1 | [5 empty] | FALSE
1431 | 1441 | 1442 | Home D in 10598 |  |  |  |  | November 2017 | I - Dunwoodie | Energy Storage | 0 | 0 | 15 | 0 | 0 | 0 | 0 | 0 | 0 | 0 | 0 | 0 | SolarCity (now Tesla) | 1 | [5 empty] | FALSE
1432 | 1442 | 1443 | Home B in 10998 |  |  |  |  | May 2020 | G - Hudson Valley | Energy Storage | 0 | 0 | 15 | 0 | 0 | 0 | 0 | 0 | 0 | 0 | 0 | 0 | SolarCity (now Tesla) | 1 | [5 empty] | FALSE
1433 | 1443 | 1444 | Home A in 11710 |  |  |  |  | July 2017 | K - Long Island | Energy Storage | 0 | 0 | 15 | 0 | 0 | 0 | 0 | 0 | 0 | 0 | 0 | 0 | SolarCity (now Tesla) | 1 | [5 empty] | FALSE
1434 | 1444 | 1445 | Home D in 11937 |  |  |  |  | September 2018 | K - Long Island | Energy Storage | 0 | 0 | 15 | 0 | 0 | 0 | 0 | 0 | 0 | 0 | 0 | 0 | SolarCity (now Tesla) | 1 | [5 empty] | FALSE
1435 | 1445 | 1446 | Home A in 11753 |  |  |  |  | December 2018 | K - Long Island | Energy Storage | 0 | 0 | 15 | 0 | 0 | 0 | 0 | 0 | 0 | 0 | 0 | 0 | SolarCity (now Tesla) | 1 | [5 empty] | FALSE
1436 | 1446 | 1447 | Home A in 11023 |  |  |  |  | August 2019 | K - Long Island | Energy Storage | 0 | 0 | 15 | 0 | 0 | 0 | 0 | 0 | 0 | 0 | 0 | 0 | SolarCity (now Tesla) | 1 | [5 empty] | FALSE
1437 | 1447 | 1448 | Home B in 11747 |  |  |  |  | July 2019 | K - Long Island | Energy Storage | 0 | 0 | 15 | 0 | 0 | 0 | 0 | 0 | 0 | 0 | 0 | 0 | SolarCity (now Tesla) | 1 | [5 empty] | FALSE
1438 | 1448 | 1449 | Home B in 11710 |  |  |  |  | May 2019 | K - Long Island | Energy Storage | 0 | 0 | 15 | 0 | 0 | 0 | 0 | 0 | 0 | 0 | 0 | 0 | Tesla, Inc. | 1 | [5 empty] | FALSE
1439 | 1449 | 1450 | Home A in 11552 |  |  |  |  | November 2019 | K - Long Island | Energy Storage | 0 | 0 | 15 | 0 | 0 | 0 | 0 | 0 | 0 | 0 | 0 | 0 | Tesla, Inc. | 1 | [5 empty] | FALSE
1440 | 1450 | 1451 | Home C in 11747 |  |  |  |  | February 2020 | K - Long Island | Energy Storage | 0 | 0 | 15 | 0 | 0 | 0 | 0 | 0 | 0 | 0 | 0 | 0 | Tesla, Inc. | 1 | [5 empty] | FALSE
1441 | 1451 | 1452 | Home A in 11566 |  |  |  |  | March 2020 | K - Long Island | Energy Storage | 0 | 0 | 15 | 0 | 0 | 0 | 0 | 0 | 0 | 0 | 0 | 0 | Tesla, Inc. | 1 | [5 empty] | FALSE
1442 | 1452 | 1453 | Home C in 11757 |  |  |  |  | March 2020 | K - Long Island | Energy Storage | 0 | 0 | 15 | 0 | 0 | 0 | 0 | 0 | 0 | 0 | 0 | 0 | Tesla, Inc. | 1 | [5 empty] | FALSE
1443 | 1453 | 1454 | Home A in 11797 |  |  |  |  | March 2020 | K - Long Island | Energy Storage | 0 | 0 | 15 | 0 | 0 | 0 | 0 | 0 | 0 | 0 | 0 | 0 | Tesla, Inc. | 1 | [5 empty] | FALSE
1444 | 1454 | 1455 | Home A in 11968 |  |  |  |  | June 2020 | K - Long Island | Energy Storage | 0 | 0 | 15 | 0 | 0 | 0 | 0 | 0 | 0 | 0 | 0 | 0 | Tesla, Inc. | 1 | [5 empty] | FALSE
1445 | 1455 | 1456 | Home B in 14534 |  |  |  |  | June 2020 | B - Genessee | Energy Storage | 0 | 0 | 14.92 | 0 | 0 | 0 | 0 | 0 | 0 | 0 | 0 | 0 | Solar Liberty | 1 | [5 empty] | FALSE
1446 | 1456 | 1457 | Home D in 12508 |  |  |  |  | February 2020 | G - Hudson Valley | Energy Storage | 0 | 0 | 12.6 | 0 | 0 | 0 | 0 | 0 | 0 | 0 | 0 | 0 | Tesla Energy Operations, Inc. | 1 | [5 empty] | FALSE
1447 | 1457 | 1458 | Home E in 12603 |  |  |  |  | March 2020 | G - Hudson Valley | Energy Storage | 0 | 0 | 12.6 | 0 | 0 | 0 | 0 | 0 | 0 | 0 | 0 | 0 | Tesla Energy Operations, Inc. | 1 | [5 empty] | FALSE
1448 | 1458 | 1459 | Home A in 14867 |  |  |  |  | May 2020 | C - Central | Energy Storage | 0 | 0 | 11.6 | 0 | 0 | 0 | 0 | 0 | 0 | 0 | 0 | 0 | ETM Solar Works | 1 | [5 empty] | FALSE
1449 | 1459 | 1460 | Home A in 12570 |  |  |  |  | March 2020 | G - Hudson Valley | Energy Storage | 0 | 0 | 10 | 0 | 0 | 0 | 0 | 0 | 0 | 0 | 0 | 0 | Tesla Energy Operations, Inc. | 1 | [5 empty] | FALSE
1450 | 1460 | 1461 | Home B in 10901 |  |  |  |  | March 2020 | G - Hudson Valley | Energy Storage | 0 | 0 | 10 | 0 | 0 | 0 | 0 | 0 | 0 | 0 | 0 | 0 | SolarCity (now Tesla) | 1 | [5 empty] | FALSE
1451 | 1461 | 1462 | Home C in 10930 |  |  |  |  | March 2020 | G - Hudson Valley | Energy Storage | 0 | 0 | 10 | 0 | 0 | 0 | 0 | 0 | 0 | 0 | 0 | 0 | SolarCity (now Tesla) | 1 | [5 empty] | FALSE
1452 | 1462 | 1463 | Home C in 10520 |  |  |  |  | April 2020 | I - Dunwoodie | Energy Storage | 0 | 0 | 10 | 0 | 0 | 0 | 0 | 0 | 0 | 0 | 0 | 0 | SolarCity (now Tesla) | 1 | [5 empty] | FALSE
1453 | 1463 | 1464 | Home D in 10520 |  |  |  |  | March 2019 | I - Dunwoodie | Energy Storage | 0 | 0 | 10 | 0 | 0 | 0 | 0 | 0 | 0 | 0 | 0 | 0 | SolarCity (now Tesla) | 1 | [5 empty] | FALSE
1454 | 1464 | 1465 | Home A in 10605 |  |  |  |  | January 2019 | I - Dunwoodie | Energy Storage | 0 | 0 | 10 | 0 | 0 | 0 | 0 | 0 | 0 | 0 | 0 | 0 | SolarCity (now Tesla) | 1 | [5 empty] | FALSE
1455 | 1465 | 1466 | Home D in 10510 |  |  |  |  | December 2018 | I - Dunwoodie | Energy Storage | 0 | 0 | 10 | 0 | 0 | 0 | 0 | 0 | 0 | 0 | 0 | 0 | SolarCity (now Tesla) | 1 | [5 empty] | FALSE
1456 | 1466 | 1467 | Home A in 10514 |  |  |  |  | September 2018 | I - Dunwoodie | Energy Storage | 0 | 0 | 10 | 0 | 0 | 0 | 0 | 0 | 0 | 0 | 0 | 0 | SolarCity (now Tesla) | 1 | [5 empty] | FALSE
1457 | 1467 | 1468 | Home A in 10543 |  |  |  |  | September 2018 | I - Dunwoodie | Energy Storage | 0 | 0 | 10 | 0 | 0 | 0 | 0 | 0 | 0 | 0 | 0 | 0 | SolarCity (now Tesla) | 1 | [5 empty] | FALSE
1458 | 1468 | 1469 | Home B in 10605 |  |  |  |  | May 2018 | I - Dunwoodie | Energy Storage | 0 | 0 | 10 | 0 | 0 | 0 | 0 | 0 | 0 | 0 | 0 | 0 | SolarCity (now Tesla) | 1 | [5 empty] | FALSE
1459 | 1469 | 1470 | Home B in 10543 Mamaroneck |  |  |  |  | February 2018 | I - Dunwoodie | Energy Storage | 0 | 0 | 10 | 0 | 0 | 0 | 0 | 0 | 0 | 0 | 0 | 0 | SolarCity (now Tesla) | 1 | [5 empty] | FALSE
1460 | 1470 | 1471 | Home B in 10952 |  |  |  |  | April 2020 | G - Hudson Valley | Energy Storage | 0 | 0 | 10 | 0 | 0 | 0 | 0 | 0 | 0 | 0 | 0 | 0 | SolarCity (now Tesla) | 1 | [5 empty] | FALSE
1461 | 1471 | 1472 | Home F in 10990 |  |  |  |  | May 2020 | G - Hudson Valley | Energy Storage | 0 | 0 | 10 | 0 | 0 | 0 | 0 | 0 | 0 | 0 | 0 | 0 | Hudson Solar | 1 | [5 empty] | FALSE
1462 | 1472 | 1473 | Home D in 11746 |  |  |  |  | July 2016 | K - Long Island | Energy Storage | 0 | 0 | 10 | 0 | 0 | 0 | 0 | 0 | 0 | 0 | 0 | 0 | SolarCity (now Tesla) | 1 | [5 empty] | FALSE
1463 | 1473 | 1474 | Home A in 11722 |  |  |  |  | May 2019 | K - Long Island | Energy Storage | 0 | 0 | 10 | 0 | 0 | 0 | 0 | 0 | 0 | 0 | 0 | 0 | SolarCity (now Tesla) | 1 | [5 empty] | FALSE
1464 | 1474 | 1475 | Home A in 11542 |  |  |  |  | February 2018 | K - Long Island | Energy Storage | 0 | 0 | 10 | 0 | 0 | 0 | 0 | 0 | 0 | 0 | 0 | 0 | SolarCity (now Tesla) | 1 | [5 empty] | FALSE
1465 | 1475 | 1476 | Home B in 11581 |  |  |  |  | January 2018 | K - Long Island | Energy Storage | 0 | 0 | 10 | 0 | 0 | 0 | 0 | 0 | 0 | 0 | 0 | 0 | SolarCity (now Tesla) | 1 | [5 empty] | FALSE
1466 | 1476 | 1477 | Home E in 11746 |  |  |  |  | March 2018 | K - Long Island | Energy Storage | 0 | 0 | 10 | 0 | 0 | 0 | 0 | 0 | 0 | 0 | 0 | 0 | SolarCity (now Tesla) | 1 | [5 empty] | FALSE
1467 | 1477 | 1478 | Home A in 11598 |  |  |  |  | March 2018 | K - Long Island | Energy Storage | 0 | 0 | 10 | 0 | 0 | 0 | 0 | 0 | 0 | 0 | 0 | 0 | SolarCity (now Tesla) | 1 | [5 empty] | FALSE
1468 | 1478 | 1479 | Home B in 11566 |  |  |  |  | May 2018 | K - Long Island | Energy Storage | 0 | 0 | 10 | 0 | 0 | 0 | 0 | 0 | 0 | 0 | 0 | 0 | SolarCity (now Tesla) | 1 | [5 empty] | FALSE
1469 | 1479 | 1480 | Home E in 11937 |  |  |  |  | June 2018 | K - Long Island | Energy Storage | 0 | 0 | 10 | 0 | 0 | 0 | 0 | 0 | 0 | 0 | 0 | 0 | SolarCity (now Tesla) | 1 | [5 empty] | FALSE
1470 | 1480 | 1481 | Home A in 11751 |  |  |  |  | April 2018 | K - Long Island | Energy Storage | 0 | 0 | 10 | 0 | 0 | 0 | 0 | 0 | 0 | 0 | 0 | 0 | SolarCity (now Tesla) | 1 | [5 empty] | FALSE
1471 | 1481 | 1482 | Home B in 11779 |  |  |  |  | June 2018 | K - Long Island | Energy Storage | 0 | 0 | 10 | 0 | 0 | 0 | 0 | 0 | 0 | 0 | 0 | 0 | SolarCity (now Tesla) | 1 | [5 empty] | FALSE
1472 | 1482 | 1483 | Home B in 11731 |  |  |  |  | March 2018 | K - Long Island | Energy Storage | 0 | 0 | 10 | 0 | 0 | 0 | 0 | 0 | 0 | 0 | 0 | 0 | SolarCity (now Tesla) | 1 | [5 empty] | FALSE
1473 | 1483 | 1484 | Home B in 11768 |  |  |  |  | March 2018 | K - Long Island | Energy Storage | 0 | 0 | 10 | 0 | 0 | 0 | 0 | 0 | 0 | 0 | 0 | 0 | SolarCity (now Tesla) | 1 | [5 empty] | FALSE
1474 | 1484 | 1485 | Home F in 11937 |  |  |  |  | September 2018 | K - Long Island | Energy Storage | 0 | 0 | 10 | 0 | 0 | 0 | 0 | 0 | 0 | 0 | 0 | 0 | SolarCity (now Tesla) | 1 | [5 empty] | FALSE
1475 | 1485 | 1486 | Home B in 11050 |  |  |  |  | July 2018 | K - Long Island | Energy Storage | 0 | 0 | 10 | 0 | 0 | 0 | 0 | 0 | 0 | 0 | 0 | 0 | SolarCity (now Tesla) | 1 | [5 empty] | FALSE
1476 | 1486 | 1487 | Home D in 11747 |  |  |  |  | January 2019 | K - Long Island | Energy Storage | 0 | 0 | 10 | 0 | 0 | 0 | 0 | 0 | 0 | 0 | 0 | 0 | SolarCity (now Tesla) | 1 | [5 empty] | FALSE
1477 | 1487 | 1488 | Home C in 11030 |  |  |  |  | April 2019 | K - Long Island | Energy Storage | 0 | 0 | 10 | 0 | 0 | 0 | 0 | 0 | 0 | 0 | 0 | 0 | SolarCity (now Tesla) | 1 | [5 empty] | FALSE
1478 | 1488 | 1489 | Home A in 11725 |  |  |  |  | March 2019 | K - Long Island | Energy Storage | 0 | 0 | 10 | 0 | 0 | 0 | 0 | 0 | 0 | 0 | 0 | 0 | SolarCity (now Tesla) | 1 | [5 empty] | FALSE
1479 | 1489 | 1490 | Home B in 11797 |  |  |  |  | April 2019 | K - Long Island | Energy Storage | 0 | 0 | 10 | 0 | 0 | 0 | 0 | 0 | 0 | 0 | 0 | 0 | SolarCity (now Tesla) | 1 | [5 empty] | FALSE
1480 | 1490 | 1491 | Home B in 11756 |  |  |  |  | May 2019 | K - Long Island | Energy Storage | 0 | 0 | 10 | 0 | 0 | 0 | 0 | 0 | 0 | 0 | 0 | 0 | SolarCity (now Tesla) | 1 | [5 empty] | FALSE
1481 | 1491 | 1492 | Home A in 11964 |  |  |  |  | April 2020 | K - Long Island | Energy Storage | 0 | 0 | 10 | 0 | 0 | 0 | 0 | 0 | 0 | 0 | 0 | 0 | SolarCity (now Tesla) | 1 | [5 empty] | FALSE
1482 | 1492 | 1493 | Walden NY 1, LLC - 757 Route 52 - PV Systems |  | Walden NY 1, LLC - 757 Route 52 - PV Systems | Walden NY 1, LLC - 757 Route 52 - PV Systems | 2684.64 |  | G - Hudson Valley | Solar PV | 2684.64 | 0 | 0 | 0 | 0 | 0 | 0 | 0 | 0 | 0 | 0 | 0 | Ameresco | 1 | 2020-07-20 |  |  |  |  | TRUE
1483 | 1493 | 1494 | Home B in 12457 |  |  |  |  | Feb 10, 2020 | G - Hudson Valley | Energy Storage | 0 | 0 | 5 | 0 | 0 | 0 | 0 | 0 | 0 | 0 | 0 | 0 | Tesla Energy Operations, Inc. | 1 | [5 empty] | FALSE
1484 | 1494 | 1495 | Home A in 12444 |  |  |  |  | Feb 11, 2020 | E - Mohawk Valley | Energy Storage | 0 | 0 | 9.3 | 0 | 0 | 0 | 0 | 0 | 0 | 0 | 0 | 0 | Kasselman Solar | 1 | [5 empty] | FALSE
1485 | 1495 | 1496 | Home B in 12431 |  |  |  |  | Feb 11, 2020 | G - Hudson Valley | Energy Storage | 0 | 0 | 9.3 | 0 | 0 | 0 | 0 | 0 | 0 | 0 | 0 | 0 | Kasselman Solar | 1 | [5 empty] | FALSE
1486 | 1496 | 1497 | Home C in 12590 |  |  |  |  | Feb 13, 2020 | G - Hudson Valley | Energy Storage | 0 | 0 | 7.6 | 0 | 0 | 0 | 0 | 0 | 0 | 0 | 0 | 0 | Sunrun | 1 | [5 empty] | FALSE
1487 | 1497 | 1498 | Home D in 12446 |  |  |  |  | Mar 17, 2020 | G - Hudson Valley | Energy Storage | 0 | 0 | 5 | 0 | 0 | 0 | 0 | 0 | 0 | 0 | 0 | 0 | PlugPV | 1 | [5 empty] | FALSE
1488 | 1498 | 1499 | Home C in 11709 |  |  |  |  | Mar 4, 2020 | K - Long Island | Energy Storage | 0 | 0 | 3 | 0 | 0 | 0 | 0 | 0 | 0 | 0 | 0 | 0 | Censtible House | 1 | [5 empty] | FALSE
1489 | 1499 | 1500 | Home B in 12498 |  |  |  |  | May 1, 2020 | G - Hudson Valley | Energy Storage | 0 | 0 | 5 | 0 | 0 | 0 | 0 | 0 | 0 | 0 | 0 | 0 | Tesla Energy Operations, Inc. | 1 | [5 empty] | FALSE
1490 | 1500 | 1501 | Home D in 10804 |  |  |  |  | Apr 23, 2020 | I - Dunwoodie | Energy Storage | 0 | 0 | 5 | 0 | 0 | 0 | 0 | 0 | 0 | 0 | 0 | 0 | SolarCity (now Tesla) | 1 | [5 empty] | FALSE
1491 | 1501 | 1502 | Home A in 10532 |  |  |  |  | Apr 1, 2020 | I - Dunwoodie | Energy Storage | 0 | 0 | 5 | 0 | 0 | 0 | 0 | 0 | 0 | 0 | 0 | 0 | Tesla Energy Operations, Inc. | 1 | [5 empty] | FALSE
1492 | 1502 | 1503 | Home A in 10801 |  |  |  |  | Feb 3, 2020 | I - Dunwoodie | Energy Storage | 0 | 0 | 5 | 0 | 0 | 0 | 0 | 0 | 0 | 0 | 0 | 0 | SolarCity (now Tesla) | 1 | [5 empty] | FALSE
1493 | 1503 | 1504 | Home F in 10598 |  |  |  |  | Oct 15, 2019 | H - Millwood | Energy Storage | 0 | 0 | 5 | 0 | 0 | 0 | 0 | 0 | 0 | 0 | 0 | 0 | SolarCity (now Tesla) | 1 | [5 empty] | FALSE
1494 | 1504 | 1505 | Home B in 10595 |  |  |  |  | Sep 4, 2019 | I - Dunwoodie | Energy Storage | 0 | 0 | 5 | 0 | 0 | 0 | 0 | 0 | 0 | 0 | 0 | 0 | New York State Solar Farm | 1 | [5 empty] | FALSE
1495 | 1505 | 1506 | Home A in 10706 |  |  |  |  | May 30, 2019 | I - Dunwoodie | Energy Storage | 0 | 0 | 5 | 0 | 0 | 0 | 0 | 0 | 0 | 0 | 0 | 0 | SolarCity (now Tesla) | 1 | [5 empty] | FALSE
1496 | 1506 | 1507 | Home E in 10804 |  |  |  |  | May 23, 2019 | I - Dunwoodie | Energy Storage | 0 | 0 | 5 | 0 | 0 | 0 | 0 | 0 | 0 | 0 | 0 | 0 | SolarCity (now Tesla) | 1 | [5 empty] | FALSE
1497 | 1507 | 1508 | Home E in 10562 |  |  |  |  | May 7, 2019 | I - Dunwoodie | Energy Storage | 0 | 0 | 5 | 0 | 0 | 0 | 0 | 0 | 0 | 0 | 0 | 0 | SolarCity (now Tesla) | 1 | [5 empty] | FALSE
1498 | 1508 | 1509 | Home C in 10566 |  |  |  |  | Mar 27, 2019 | H - Millwood | Energy Storage | 0 | 0 | 5 | 0 | 0 | 0 | 0 | 0 | 0 | 0 | 0 | 0 | SolarCity (now Tesla) | 1 | [5 empty] | FALSE
1499 | 1509 | 1510 | Home E in 10520 |  |  |  |  | Feb 5, 2019 | H - Millwood | Energy Storage | 0 | 0 | 5 | 0 | 0 | 0 | 0 | 0 | 0 | 0 | 0 | 0 | SolarCity (now Tesla) | 1 | [5 empty] | FALSE
1500 | 1510 | 1511 | Home A in 10553 |  |  |  |  | Feb 1, 2019 | J - New York City | Energy Storage | 0 | 0 | 5 | 0 | 0 | 0 | 0 | 0 | 0 | 0 | 0 | 0 | SolarCity (now Tesla) | 1 | [5 empty] | FALSE
1501 | 1511 | 1512 | Home B in 10603 |  |  |  |  | Jan 28, 2019 | I - Dunwoodie | Energy Storage | 0 | 0 | 5 | 0 | 0 | 0 | 0 | 0 | 0 | 0 | 0 | 0 | SolarCity (now Tesla) | 1 | [5 empty] | FALSE
1502 | 1512 | 1513 | Home A in 10502 |  |  |  |  | Jan 16, 2019 | I - Dunwoodie | Energy Storage | 0 | 0 | 5 | 0 | 0 | 0 | 0 | 0 | 0 | 0 | 0 | 0 | SolarCity (now Tesla) | 1 | [5 empty] | FALSE
1503 | 1513 | 1514 | Home C in 10603 |  |  |  |  | Dec 14, 2018 | I - Dunwoodie | Energy Storage | 0 | 0 | 5 | 0 | 0 | 0 | 0 | 0 | 0 | 0 | 0 | 0 | SolarCity (now Tesla) | 1 | [5 empty] | FALSE
1504 | 1514 | 1515 | Home A in 10301 |  |  |  |  | Nov 14, 2018 | J - New York City | Energy Storage | 0 | 0 | 5 | 0 | 0 | 0 | 0 | 0 | 0 | 0 | 0 | 0 | SolarCity (now Tesla) | 1 | [5 empty] | FALSE
1505 | 1515 | 1516 | Home F in 10804 |  |  |  |  | Nov 13, 2018 | I - Dunwoodie | Energy Storage | 0 | 0 | 5 | 0 | 0 | 0 | 0 | 0 | 0 | 0 | 0 | 0 | SolarCity (now Tesla) | 1 | [5 empty] | FALSE
1506 | 1516 | 1517 | Home A in 10580 |  |  |  |  | Nov 6, 2018 | I - Dunwoodie | Energy Storage | 0 | 0 | 5 | 0 | 0 | 0 | 0 | 0 | 0 | 0 | 0 | 0 | SolarCity (now Tesla) | 1 | [5 empty] | FALSE
1507 | 1517 | 1518 | Home D in 10583 |  |  |  |  | Oct 22, 2018 | I - Dunwoodie | Energy Storage | 0 | 0 | 5 | 0 | 0 | 0 | 0 | 0 | 0 | 0 | 0 | 0 | SolarCity (now Tesla) | 1 | [5 empty] | FALSE
1508 | 1518 | 1519 | Home C in 10543 |  |  |  |  | Oct 19, 2018 | I - Dunwoodie | Energy Storage | 0 | 0 | 5 | 0 | 0 | 0 | 0 | 0 | 0 | 0 | 0 | 0 | SolarCity (now Tesla) | 1 | [5 empty] | FALSE
1509 | 1519 | 1520 | Home D in 10566 |  |  |  |  | Sep 27, 2018 | H - Millwood | Energy Storage | 0 | 0 | 5 | 0 | 0 | 0 | 0 | 0 | 0 | 0 | 0 | 0 | Tesla Energy Operations, Inc. | 1 | [5 empty] | FALSE
1510 | 1520 | 1521 | Home G in 10804 |  |  |  |  | Sep 27, 2018 | I - Dunwoodie | Energy Storage | 0 | 0 | 5 | 0 | 0 | 0 | 0 | 0 | 0 | 0 | 0 | 0 | SolarCity (now Tesla) | 1 | [5 empty] | FALSE
1511 | 1521 | 1522 | Home E in 10549 |  |  |  |  | Aug 22, 2018 | H - Millwood | Energy Storage | 0 | 0 | 5 | 0 | 0 | 0 | 0 | 0 | 0 | 0 | 0 | 0 | SolarCity (now Tesla) | 1 | [5 empty] | FALSE
1512 | 1522 | 1523 | Home D in 10703 |  |  |  |  | May 11, 2018 | I - Dunwoodie | Energy Storage | 0 | 0 | 5 | 0 | 0 | 0 | 0 | 0 | 0 | 0 | 0 | 0 | SolarCity (now Tesla) | 1 | [5 empty] | FALSE
1513 | 1523 | 1524 | Home A in 10528 |  |  |  |  | Mar 29, 2018 | I - Dunwoodie | Energy Storage | 0 | 0 | 5 | 0 | 0 | 0 | 0 | 0 | 0 | 0 | 0 | 0 | SolarCity (now Tesla) | 1 | [5 empty] | FALSE
1514 | 1524 | 1525 | Home A in 10803 |  |  |  |  | Mar 20, 2018 | J - New York City | Energy Storage | 0 | 0 | 5 | 0 | 0 | 0 | 0 | 0 | 0 | 0 | 0 | 0 | SolarCity (now Tesla) | 1 | [5 empty] | FALSE
1515 | 1525 | 1526 | Home F in 10549 |  |  |  |  | Mar 14, 2018 | H - Millwood | Energy Storage | 0 | 0 | 5 | 0 | 0 | 0 | 0 | 0 | 0 | 0 | 0 | 0 | SolarCity (now Tesla) | 1 | [5 empty] | FALSE
1516 | 1526 | 1527 | Home I in 10804 |  |  |  |  | Mar 8, 2018 | I - Dunwoodie | Energy Storage | 0 | 0 | 5 | 0 | 0 | 0 | 0 | 0 | 0 | 0 | 0 | 0 | SolarCity (now Tesla) | 1 | [5 empty] | FALSE
1517 | 1527 | 1528 | Home B in 12056 |  |  |  |  | May 8, 2019 | F - Capital | Energy Storage | 0 | 0 | 5 | 0 | 0 | 0 | 0 | 0 | 0 | 0 | 0 | 0 | Tesla Energy Operations, Inc. | 1 | [5 empty] | FALSE
1518 | 1528 | 1529 | Home B in 12583 |  |  |  |  | May 4, 2020 | G - Hudson Valley | Energy Storage | 0 | 0 | 5 | 0 | 0 | 0 | 0 | 0 | 0 | 0 | 0 | 0 | SunCommon | 1 | [5 empty] | FALSE
1519 | 1529 | 1530 | Home A in 14476 |  |  |  |  | Jun 12, 2020 | B - Genessee | Energy Storage | 0 | 0 | 5 | 0 | 0 | 0 | 0 | 0 | 0 | 0 | 0 | 0 |  | 1 | [5 empty] | FALSE
1520 | 1530 | 1531 | Home A in 14817 |  |  |  |  | Jun 30, 2020 | C - Central | Energy Storage | 0 | 0 | 7.2 | 0 | 0 | 0 | 0 | 0 | 0 | 0 | 0 | 0 | ETM Solar Works | 1 | [5 empty] | FALSE
1521 | 1531 | 1532 | Home A in 12060 |  |  |  |  | Jun 8, 2020 | F - Capital | Energy Storage | 0 | 0 | 7 | 0 | 0 | 0 | 0 | 0 | 0 | 0 | 0 | 0 | Kasselman Solar | 1 | [5 empty] | FALSE
1522 | 1532 | 1533 | Home H in 10990 |  |  |  |  | Apr 2, 2020 | G - Hudson Valley | Energy Storage | 0 | 0 | 8.8 | 0 | 0 | 0 | 0 | 0 | 0 | 0 | 0 | 0 | Sunrun | 1 | [5 empty] | FALSE
1523 | 1533 | 1534 | Home A in 11720 |  |  |  |  | Nov 1, 2017 | K - Long Island | Energy Storage | 0 | 0 | 3.3 | 0 | 0 | 0 | 0 | 0 | 0 | 0 | 0 | 0 | SolarCity (now Tesla) | 1 | [5 empty] | FALSE
1524 | 1534 | 1535 | Home A in 11933 |  |  |  |  | Oct 4, 2017 | K - Long Island | Energy Storage | 0 | 0 | 5 | 0 | 0 | 0 | 0 | 0 | 0 | 0 | 0 | 0 | SolarCity (now Tesla) | 1 | [5 empty] | FALSE
1525 | 1535 | 1536 | Home B in 11572 |  |  |  |  | Jul 13, 2017 | K - Long Island | Energy Storage | 0 | 0 | 5 | 0 | 0 | 0 | 0 | 0 | 0 | 0 | 0 | 0 | SolarCity (now Tesla) | 1 | [5 empty] | FALSE
1526 | 1536 | 1537 | Home A in 11561 |  |  |  |  | Aug 1, 2017 | K - Long Island | Energy Storage | 0 | 0 | 5 | 0 | 0 | 0 | 0 | 0 | 0 | 0 | 0 | 0 | SolarCity (now Tesla) | 1 | [5 empty] | FALSE
1527 | 1537 | 1538 | Home B in 11001 |  |  |  |  | Jul 13, 2017 | K - Long Island | Energy Storage | 0 | 0 | 5 | 0 | 0 | 0 | 0 | 0 | 0 | 0 | 0 | 0 | SolarCity (now Tesla) | 1 | [5 empty] | FALSE
1528 | 1538 | 1539 | Home C in 11735 |  |  |  |  | Dec 1, 2017 | K - Long Island | Energy Storage | 0 | 0 | 4 | 0 | 0 | 0 | 0 | 0 | 0 | 0 | 0 | 0 |  | 1 | [5 empty] | FALSE
1529 | 1539 | 1540 | Home A in 11740 |  |  |  |  | Aug 31, 2017 | K - Long Island | Energy Storage | 0 | 0 | 5 | 0 | 0 | 0 | 0 | 0 | 0 | 0 | 0 | 0 | SolarCity (now Tesla) | 1 | [5 empty] | FALSE
1530 | 1540 | 1541 | Home G in 11937 |  |  |  |  | Feb 9, 2018 | K - Long Island | Energy Storage | 0 | 0 | 5 | 0 | 0 | 0 | 0 | 0 | 0 | 0 | 0 | 0 | SolarCity (now Tesla) | 1 | [5 empty] | FALSE
1531 | 1541 | 1542 | Home A in 11953 |  |  |  |  | Jul 13, 2017 | K - Long Island | Energy Storage | 0 | 0 | 5 | 0 | 0 | 0 | 0 | 0 | 0 | 0 | 0 | 0 | SolarCity (now Tesla) | 1 | [5 empty] | FALSE
1532 | 1542 | 1543 | Home H in 11937 |  |  |  |  | Jul 31, 2017 | K - Long Island | Energy Storage | 0 | 0 | 5 | 0 | 0 | 0 | 0 | 0 | 0 | 0 | 0 | 0 | SolarCity (now Tesla) | 1 | [5 empty] | FALSE
1533 | 1543 | 1544 | Home I in 11937 |  |  |  |  | Jan 17, 2018 | K - Long Island | Energy Storage | 0 | 0 | 5 | 0 | 0 | 0 | 0 | 0 | 0 | 0 | 0 | 0 | SolarCity (now Tesla) | 1 | [5 empty] | FALSE
1534 | 1544 | 1545 | Home A in 11010 |  |  |  |  | Nov 1, 2017 | K - Long Island | Energy Storage | 0 | 0 | 5 | 0 | 0 | 0 | 0 | 0 | 0 | 0 | 0 | 0 | SolarCity (now Tesla) | 1 | [5 empty] | FALSE
1535 | 1545 | 1546 | Home A in 11783 |  |  |  |  | Nov 1, 2017 | K - Long Island | Energy Storage | 0 | 0 | 5 | 0 | 0 | 0 | 0 | 0 | 0 | 0 | 0 | 0 | SolarCity (now Tesla) | 1 | [5 empty] | FALSE
1536 | 1546 | 1547 | Home A in 11758 |  |  |  |  | Oct 6, 2017 | K - Long Island | Energy Storage | 0 | 0 | 5 | 0 | 0 | 0 | 0 | 0 | 0 | 0 | 0 | 0 | SolarCity (now Tesla) | 1 | [5 empty] | FALSE
1537 | 1547 | 1548 | Home A in 11020 |  |  |  |  | Jan 23, 2018 | K - Long Island | Energy Storage | 0 | 0 | 5 | 0 | 0 | 0 | 0 | 0 | 0 | 0 | 0 | 0 | SolarCity (now Tesla) | 1 | [5 empty] | FALSE
1538 | 1548 | 1549 | Home B in 11701 |  |  |  |  | Oct 31, 2017 | K - Long Island | Energy Storage | 0 | 0 | 5 | 0 | 0 | 0 | 0 | 0 | 0 | 0 | 0 | 0 | SolarCity (now Tesla) | 1 | [5 empty] | FALSE
1539 | 1549 | 1550 | Home A in 11557 |  |  |  |  | Feb 27, 2018 | K - Long Island | Energy Storage | 0 | 0 | 5 | 0 | 0 | 0 | 0 | 0 | 0 | 0 | 0 | 0 | SolarCity (now Tesla) | 1 | [5 empty] | FALSE
1540 | 1550 | 1551 | Home A in 11693 |  |  |  |  | Apr 6, 2018 | K - Long Island | Energy Storage | 0 | 0 | 5 | 0 | 0 | 0 | 0 | 0 | 0 | 0 | 0 | 0 | SolarCity (now Tesla) | 1 | [5 empty] | FALSE
1541 | 1551 | 1552 | Home J in 11937 |  |  |  |  | Jun 8, 2018 | K - Long Island | Energy Storage | 0 | 0 | 5 | 0 | 0 | 0 | 0 | 0 | 0 | 0 | 0 | 0 | SolarCity (now Tesla) | 1 | [5 empty] | FALSE
1542 | 1552 | 1553 | Home A in 11717 |  |  |  |  | Jan 25, 2018 | K - Long Island | Energy Storage | 0 | 0 | 5 | 0 | 0 | 0 | 0 | 0 | 0 | 0 | 0 | 0 | SolarCity (now Tesla) | 1 | [5 empty] | FALSE
1543 | 1553 | 1554 | Home B in 11722 |  |  |  |  | Dec 20, 2017 | K - Long Island | Energy Storage | 0 | 0 | 5 | 0 | 0 | 0 | 0 | 0 | 0 | 0 | 0 | 0 | SolarCity (now Tesla) | 1 | [5 empty] | FALSE
1544 | 1554 | 1555 | Home A in 11507 |  |  |  |  | Dec 18, 2017 | K - Long Island | Energy Storage | 0 | 0 | 7.6 | 0 | 0 | 0 | 0 | 0 | 0 | 0 | 0 | 0 |  | 1 | [5 empty] | FALSE
1545 | 1555 | 1556 | Home A in 11580 |  |  |  |  | Jan 23, 2018 | K - Long Island | Energy Storage | 0 | 0 | 5 | 0 | 0 | 0 | 0 | 0 | 0 | 0 | 0 | 0 | SolarCity (now Tesla) | 1 | [5 empty] | FALSE
1546 | 1556 | 1557 | Home C in 11572 |  |  |  |  | Apr 4, 2018 | K - Long Island | Energy Storage | 0 | 0 | 5 | 0 | 0 | 0 | 0 | 0 | 0 | 0 | 0 | 0 | SolarCity (now Tesla) | 1 | [5 empty] | FALSE
1547 | 1557 | 1558 | Home C in 11756 |  |  |  |  | May 17, 2018 | K - Long Island | Energy Storage | 0 | 0 | 5 | 0 | 0 | 0 | 0 | 0 | 0 | 0 | 0 | 0 | SolarCity (now Tesla) | 1 | [5 empty] | FALSE
1548 | 1558 | 1559 | Home A in 11590 |  |  |  |  | Feb 8, 2018 | K - Long Island | Energy Storage | 0 | 0 | 5 | 0 | 0 | 0 | 0 | 0 | 0 | 0 | 0 | 0 | SolarCity (now Tesla) | 1 | [5 empty] | FALSE
1549 | 1559 | 1560 | Home B in 11580 |  |  |  |  | Feb 9, 2018 | K - Long Island | Energy Storage | 0 | 0 | 5 | 0 | 0 | 0 | 0 | 0 | 0 | 0 | 0 | 0 | Tesla Energy Operations, Inc. | 1 | [5 empty] | FALSE
1550 | 1560 | 1561 | Home D in 11762 |  |  |  |  | May 10, 2018 | K - Long Island | Energy Storage | 0 | 0 | 5 | 0 | 0 | 0 | 0 | 0 | 0 | 0 | 0 | 0 | SolarCity (now Tesla) | 1 | [5 empty] | FALSE
1551 | 1561 | 1562 | Home C in 11580 |  |  |  |  | Mar 13, 2018 | K - Long Island | Energy Storage | 0 | 0 | 5 | 0 | 0 | 0 | 0 | 0 | 0 | 0 | 0 | 0 | Tesla Energy Operations, Inc. | 1 | [5 empty] | FALSE
1552 | 1562 | 1563 | Home B in 11953 |  |  |  |  | Mar 6, 2018 | K - Long Island | Energy Storage | 0 | 0 | 5 | 0 | 0 | 0 | 0 | 0 | 0 | 0 | 0 | 0 | Tesla Energy Operations, Inc. | 1 | [5 empty] | FALSE
1553 | 1563 | 1564 | Home A in 11570 |  |  |  |  | Mar 5, 2018 | K - Long Island | Energy Storage | 0 | 0 | 5 | 0 | 0 | 0 | 0 | 0 | 0 | 0 | 0 | 0 | Tesla Energy Operations, Inc. | 1 | [5 empty] | FALSE
1554 | 1564 | 1565 | Home D in 11030 |  |  |  |  | Apr 4, 2018 | K - Long Island | Energy Storage | 0 | 0 | 5 | 0 | 0 | 0 | 0 | 0 | 0 | 0 | 0 | 0 |  | 1 | [5 empty] | FALSE
1555 | 1565 | 1566 | Home B in 11717 |  |  |  |  | Dec 20, 2017 | K - Long Island | Energy Storage | 0 | 0 | 5 | 0 | 0 | 0 | 0 | 0 | 0 | 0 | 0 | 0 |  | 1 | [5 empty] | FALSE
1556 | 1566 | 1567 | Home B in 11954 |  |  |  |  | Mar 29, 2018 | K - Long Island | Energy Storage | 0 | 0 | 5 | 0 | 0 | 0 | 0 | 0 | 0 | 0 | 0 | 0 | SolarCity (now Tesla) | 1 | [5 empty] | FALSE
1557 | 1567 | 1568 | Home B in 11554 |  |  |  |  | Sep 7, 2018 | K - Long Island | Energy Storage | 0 | 0 | 5 | 0 | 0 | 0 | 0 | 0 | 0 | 0 | 0 | 0 | SolarCity (now Tesla) | 1 | [5 empty] | FALSE
1558 | 1568 | 1569 | Home C in 11754 |  |  |  |  | Feb 28, 2018 | K - Long Island | Energy Storage | 0 | 0 | 5 | 0 | 0 | 0 | 0 | 0 | 0 | 0 | 0 | 0 | SolarCity (now Tesla) | 1 | [5 empty] | FALSE
1559 | 1569 | 1570 | Home D in 11040 |  |  |  |  | May 2, 2018 | K - Long Island | Energy Storage | 0 | 0 | 5 | 0 | 0 | 0 | 0 | 0 | 0 | 0 | 0 | 0 | SolarCity (now Tesla) | 1 | [5 empty] | FALSE
1560 | 1570 | 1571 | Home B in 11557 |  |  |  |  | Jun 28, 2018 | K - Long Island | Energy Storage | 0 | 0 | 5 | 0 | 0 | 0 | 0 | 0 | 0 | 0 | 0 | 0 | SolarCity (now Tesla) | 1 | [5 empty] | FALSE
1561 | 1571 | 1572 | Home A in 11579 |  |  |  |  | Apr 19, 2018 | K - Long Island | Energy Storage | 0 | 0 | 5 | 0 | 0 | 0 | 0 | 0 | 0 | 0 | 0 | 0 | SolarCity (now Tesla) | 1 | [5 empty] | FALSE
1562 | 1572 | 1573 | Home A in 11003 |  |  |  |  | Apr 4, 2018 | K - Long Island | Energy Storage | 0 | 0 | 5 | 0 | 0 | 0 | 0 | 0 | 0 | 0 | 0 | 0 | SolarCity (now Tesla) | 1 | [5 empty] | FALSE
1563 | 1573 | 1574 | Home A in 11501 |  |  |  |  | Mar 8, 2018 | K - Long Island | Energy Storage | 0 | 0 | 5 | 0 | 0 | 0 | 0 | 0 | 0 | 0 | 0 | 0 | SolarCity (now Tesla) | 1 | [5 empty] | FALSE
1564 | 1574 | 1575 | Home G in 11746 |  |  |  |  | Apr 11, 2018 | K - Long Island | Energy Storage | 0 | 0 | 5 | 0 | 0 | 0 | 0 | 0 | 0 | 0 | 0 | 0 | SolarCity (now Tesla) | 1 | [5 empty] | FALSE
1565 | 1575 | 1576 | Home B in 11598 |  |  |  |  | Apr 11, 2018 | K - Long Island | Energy Storage | 0 | 0 | 5 | 0 | 0 | 0 | 0 | 0 | 0 | 0 | 0 | 0 | SolarCity (now Tesla) | 1 | [5 empty] | FALSE
1566 | 1576 | 1577 | Home B in 11741 |  |  |  |  | May 18, 2018 | K - Long Island | Energy Storage | 0 | 0 | 5 | 0 | 0 | 0 | 0 | 0 | 0 | 0 | 0 | 0 | SolarCity (now Tesla) | 1 | [5 empty] | FALSE
1567 | 1577 | 1578 | Home A in 11516 |  |  |  |  | Dec 14, 2018 | K - Long Island | Energy Storage | 0 | 0 | 5 | 0 | 0 | 0 | 0 | 0 | 0 | 0 | 0 | 0 | SolarCity (now Tesla) | 1 | [5 empty] | FALSE
1568 | 1578 | 1579 | Home B in 11740 |  |  |  |  | Mar 19, 2018 | K - Long Island | Energy Storage | 0 | 0 | 5 | 0 | 0 | 0 | 0 | 0 | 0 | 0 | 0 | 0 | SolarCity (now Tesla) | 1 | [5 empty] | FALSE
1569 | 1579 | 1580 | Home C in 11554 |  |  |  |  | Jul 16, 2018 | K - Long Island | Energy Storage | 0 | 0 | 5 | 0 | 0 | 0 | 0 | 0 | 0 | 0 | 0 | 0 | SolarCity (now Tesla) | 1 | [5 empty] | FALSE
1570 | 1580 | 1581 | Home C in 11001 |  |  |  |  | Jul 12, 2018 | K - Long Island | Energy Storage | 0 | 0 | 5 | 0 | 0 | 0 | 0 | 0 | 0 | 0 | 0 | 0 | SolarCity (now Tesla) | 1 | [5 empty] | FALSE
1571 | 1581 | 1582 | Home B in 11964 |  |  |  |  | Jul 19, 2018 | K - Long Island | Energy Storage | 0 | 0 | 5 | 0 | 0 | 0 | 0 | 0 | 0 | 0 | 0 | 0 | SolarCity (now Tesla) | 1 | [5 empty] | FALSE
1572 | 1582 | 1583 | Home E in 11040 |  |  |  |  | Jun 6, 2018 | K - Long Island | Energy Storage | 0 | 0 | 5 | 0 | 0 | 0 | 0 | 0 | 0 | 0 | 0 | 0 | SolarCity (now Tesla) | 1 | [5 empty] | FALSE
1573 | 1583 | 1584 | Home A in 11596 |  |  |  |  | Oct 4, 2018 | K - Long Island | Energy Storage | 0 | 0 | 5 | 0 | 0 | 0 | 0 | 0 | 0 | 0 | 0 | 0 | SolarCity (now Tesla) | 1 | [5 empty] | FALSE
1574 | 1584 | 1585 | Home B in 11003 |  |  |  |  | Jun 20, 2018 | K - Long Island | Energy Storage | 0 | 0 | 5 | 0 | 0 | 0 | 0 | 0 | 0 | 0 | 0 | 0 | SolarCity (now Tesla) | 1 | [5 empty] | FALSE
1575 | 1585 | 1586 | Home C in 11003 |  |  |  |  | Aug 22, 2018 | K - Long Island | Energy Storage | 0 | 0 | 5 | 0 | 0 | 0 | 0 | 0 | 0 | 0 | 0 | 0 | SolarCity (now Tesla) | 1 | [5 empty] | FALSE
1576 | 1586 | 1587 | Home A in 11577 |  |  |  |  | Aug 7, 2018 | K - Long Island | Energy Storage | 0 | 0 | 5 | 0 | 0 | 0 | 0 | 0 | 0 | 0 | 0 | 0 |  | 1 | [5 empty] | FALSE
1577 | 1587 | 1588 | Home B in 11542 |  |  |  |  | Sep 25, 2018 | K - Long Island | Energy Storage | 0 | 0 | 5 | 0 | 0 | 0 | 0 | 0 | 0 | 0 | 0 | 0 | SolarCity (now Tesla) | 1 | [5 empty] | FALSE
1578 | 1588 | 1589 | Home B in 11702 |  |  |  |  | Aug 9, 2018 | K - Long Island | Energy Storage | 0 | 0 | 5 | 0 | 0 | 0 | 0 | 0 | 0 | 0 | 0 | 0 | SolarCity (now Tesla) | 1 | [5 empty] | FALSE
1579 | 1589 | 1590 | Home A in 11961 |  |  |  |  | Oct 4, 2018 | K - Long Island | Energy Storage | 0 | 0 | 5 | 0 | 0 | 0 | 0 | 0 | 0 | 0 | 0 | 0 | SolarCity (now Tesla) | 1 | [5 empty] | FALSE
1580 | 1590 | 1591 | Home C in 11710 |  |  |  |  | Sep 10, 2018 | K - Long Island | Energy Storage | 0 | 0 | 6 | 0 | 0 | 0 | 0 | 0 | 0 | 0 | 0 | 0 | SolarCity (now Tesla) | 1 | [5 empty] | FALSE
1581 | 1591 | 1592 | Home F in 11757 |  |  |  |  | May 30, 2018 | K - Long Island | Energy Storage | 0 | 0 | 6 | 0 | 0 | 0 | 0 | 0 | 0 | 0 | 0 | 0 | SolarCity (now Tesla) | 1 | [5 empty] | FALSE
1582 | 1592 | 1593 | Home D in 11003 |  |  |  |  | Sep 6, 2018 | K - Long Island | Energy Storage | 0 | 0 | 5 | 0 | 0 | 0 | 0 | 0 | 0 | 0 | 0 | 0 | SolarCity (now Tesla) | 1 | [5 empty] | FALSE
1583 | 1593 | 1594 | Home F in 11791 |  |  |  |  | Oct 26, 2018 | K - Long Island | Energy Storage | 0 | 0 | 5 | 0 | 0 | 0 | 0 | 0 | 0 | 0 | 0 | 0 | SolarCity (now Tesla) | 1 | [5 empty] | FALSE
1584 | 1594 | 1595 | Home A in 11704 |  |  |  |  | Oct 2, 2018 | K - Long Island | Energy Storage | 0 | 0 | 5 | 0 | 0 | 0 | 0 | 0 | 0 | 0 | 0 | 0 |  | 1 | [5 empty] | FALSE
1585 | 1595 | 1596 | Home A in 11798 |  |  |  |  | Oct 15, 2018 | K - Long Island | Energy Storage | 0 | 0 | 5 | 0 | 0 | 0 | 0 | 0 | 0 | 0 | 0 | 0 | SolarCity (now Tesla) | 1 | [5 empty] | FALSE
1586 | 1596 | 1597 | Home A in 11730 |  |  |  |  | Jan 17, 2019 | K - Long Island | Energy Storage | 0 | 0 | 5 | 0 | 0 | 0 | 0 | 0 | 0 | 0 | 0 | 0 | SolarCity (now Tesla) | 1 | [5 empty] | FALSE
1587 | 1597 | 1598 | Home C in 11731 |  |  |  |  | Sep 11, 2018 | K - Long Island | Energy Storage | 0 | 0 | 5 | 0 | 0 | 0 | 0 | 0 | 0 | 0 | 0 | 0 |  | 1 | [5 empty] | FALSE
1588 | 1598 | 1599 | Home C in 11953 |  |  |  |  | Aug 28, 2018 | K - Long Island | Energy Storage | 0 | 0 | 5 | 0 | 0 | 0 | 0 | 0 | 0 | 0 | 0 | 0 |  | 1 | [5 empty] | FALSE
1589 | 1599 | 1600 | Home G in 11757 |  |  |  |  | Dec 6, 2018 | K - Long Island | Energy Storage | 0 | 0 | 5 | 0 | 0 | 0 | 0 | 0 | 0 | 0 | 0 | 0 | SolarCity (now Tesla) | 1 | [5 empty] | FALSE
1590 | 1600 | 1601 | Home C in 11706 |  |  |  |  | Sep 24, 2018 | K - Long Island | Energy Storage | 0 | 0 | 5 | 0 | 0 | 0 | 0 | 0 | 0 | 0 | 0 | 0 |  | 1 | [5 empty] | FALSE
1591 | 1601 | 1602 | Home B in 11753 |  |  |  |  | Jul 1, 2019 | K - Long Island | Energy Storage | 0 | 0 | 5 | 0 | 0 | 0 | 0 | 0 | 0 | 0 | 0 | 0 | Tesla Energy Operations, Inc. | 1 | [5 empty] | FALSE
1592 | 1602 | 1603 | Home A in 11703 |  |  |  |  | Oct 4, 2018 | K - Long Island | Energy Storage | 0 | 0 | 5 | 0 | 0 | 0 | 0 | 0 | 0 | 0 | 0 | 0 |  | 1 | [5 empty] | FALSE
1593 | 1603 | 1604 | Home B in 11725 |  |  |  |  | Aug 29, 2018 | K - Long Island | Energy Storage | 0 | 0 | 5 | 0 | 0 | 0 | 0 | 0 | 0 | 0 | 0 | 0 |  | 1 | [5 empty] | FALSE
1594 | 1604 | 1605 | Home D in 11572 |  |  |  |  | Feb 22, 2019 | K - Long Island | Energy Storage | 0 | 0 | 5 | 0 | 0 | 0 | 0 | 0 | 0 | 0 | 0 | 0 |  | 1 | [5 empty] | FALSE
1595 | 1605 | 1606 | Home B in 11720 |  |  |  |  | Oct 11, 2018 | K - Long Island | Energy Storage | 0 | 0 | 5 | 0 | 0 | 0 | 0 | 0 | 0 | 0 | 0 | 0 |  | 1 | [5 empty] | FALSE
1596 | 1606 | 1607 | Home B in 11023 |  |  |  |  | Feb 12, 2019 | K - Long Island | Energy Storage | 0 | 0 | 5 | 0 | 0 | 0 | 0 | 0 | 0 | 0 | 0 | 0 | SolarCity (now Tesla) | 1 | [5 empty] | FALSE
1597 | 1607 | 1608 | Home A in 11784 |  |  |  |  | Dec 26, 2018 | K - Long Island | Energy Storage | 0 | 0 | 5 | 0 | 0 | 0 | 0 | 0 | 0 | 0 | 0 | 0 |  | 1 | [5 empty] | FALSE
1598 | 1608 | 1609 | Home B in 11703 |  |  |  |  | Jan 14, 2019 | K - Long Island | Energy Storage | 0 | 0 | 5 | 0 | 0 | 0 | 0 | 0 | 0 | 0 | 0 | 0 |  | 1 | [5 empty] | FALSE
1599 | 1609 | 1610 | Home H in 11757 |  |  |  |  | Feb 20, 2019 | K - Long Island | Energy Storage | 0 | 0 | 5 | 0 | 0 | 0 | 0 | 0 | 0 | 0 | 0 | 0 | SolarCity (now Tesla) | 1 | [5 empty] | FALSE
1600 | 1610 | 1611 | Home B in 11561 |  |  |  |  | Dec 27, 2018 | K - Long Island | Energy Storage | 0 | 0 | 5 | 0 | 0 | 0 | 0 | 0 | 0 | 0 | 0 | 0 |  | 1 | [5 empty] | FALSE
1601 | 1611 | 1612 | Home A in 11021 |  |  |  |  | Jan 17, 2019 | K - Long Island | Energy Storage | 0 | 0 | 5 | 0 | 0 | 0 | 0 | 0 | 0 | 0 | 0 | 0 |  | 1 | [5 empty] | FALSE
1602 | 1612 | 1613 | Home B in 11788 |  |  |  |  | Jan 18, 2019 | K - Long Island | Energy Storage | 0 | 0 | 5 | 0 | 0 | 0 | 0 | 0 | 0 | 0 | 0 | 0 | Tesla Energy Operations, Inc. | 1 | [5 empty] | FALSE
1603 | 1613 | 1614 | Home C in 11542 |  |  |  |  | Feb 5, 2019 | K - Long Island | Energy Storage | 0 | 0 | 5 | 0 | 0 | 0 | 0 | 0 | 0 | 0 | 0 | 0 | Tesla Energy Operations, Inc. | 1 | [5 empty] | FALSE
1604 | 1614 | 1615 | Home C in 11725 |  |  |  |  | Jan 11, 2019 | K - Long Island | Energy Storage | 0 | 0 | 5 | 0 | 0 | 0 | 0 | 0 | 0 | 0 | 0 | 0 | Tesla Energy Operations, Inc. | 1 | [5 empty] | FALSE
1605 | 1615 | 1616 | Home A in 11780 |  |  |  |  | Feb 15, 2019 | K - Long Island | Energy Storage | 0 | 0 | 5 | 0 | 0 | 0 | 0 | 0 | 0 | 0 | 0 | 0 | SolarCity (now Tesla) | 1 | [5 empty] | FALSE
1606 | 1616 | 1617 | Home A in 11792 |  |  |  |  | Feb 12, 2019 | K - Long Island | Energy Storage | 0 | 0 | 5 | 0 | 0 | 0 | 0 | 0 | 0 | 0 | 0 | 0 |  | 1 | [5 empty] | FALSE
1607 | 1617 | 1618 | Home C in 11561 |  |  |  |  | Feb 27, 2019 | K - Long Island | Energy Storage | 0 | 0 | 5 | 0 | 0 | 0 | 0 | 0 | 0 | 0 | 0 | 0 |  | 1 | [5 empty] | FALSE
1608 | 1618 | 1619 | Home E in 11003 |  |  |  |  | Mar 18, 2019 | K - Long Island | Energy Storage | 0 | 0 | 5 | 0 | 0 | 0 | 0 | 0 | 0 | 0 | 0 | 0 | SolarCity (now Tesla) | 1 | [5 empty] | FALSE
1609 | 1619 | 1620 | Home A in 11772 |  |  |  |  | Mar 18, 2019 | K - Long Island | Energy Storage | 0 | 0 | 5 | 0 | 0 | 0 | 0 | 0 | 0 | 0 | 0 | 0 | SolarCity (now Tesla) | 1 | [5 empty] | FALSE
1610 | 1620 | 1621 | Home E in 11572 |  |  |  |  | Apr 24, 2019 | K - Long Island | Energy Storage | 0 | 0 | 5 | 0 | 0 | 0 | 0 | 0 | 0 | 0 | 0 | 0 | SolarCity (now Tesla) | 1 | [5 empty] | FALSE
1611 | 1621 | 1622 | Home C in 11717 |  |  |  |  | Apr 16, 2019 | K - Long Island | Energy Storage | 0 | 0 | 5 | 0 | 0 | 0 | 0 | 0 | 0 | 0 | 0 | 0 |  | 1 | [5 empty] | FALSE
1612 | 1622 | 1623 | Home B in 11507 |  |  |  |  | Jul 1, 2019 | K - Long Island | Energy Storage | 0 | 0 | 5 | 0 | 0 | 0 | 0 | 0 | 0 | 0 | 0 | 0 | SolarCity (now Tesla) | 1 | [5 empty] | FALSE
1613 | 1623 | 1624 | Home D in 11561 |  |  |  |  | Apr 23, 2019 | K - Long Island | Energy Storage | 0 | 0 | 10 | 0 | 0 | 0 | 0 | 0 | 0 | 0 | 0 | 0 | SolarCity (now Tesla) | 1 | [5 empty] | FALSE
1614 | 1624 | 1625 | Home A in 11790 |  |  |  |  | Oct 17, 2019 | K - Long Island | Energy Storage | 0 | 0 | 10 | 0 | 0 | 0 | 0 | 0 | 0 | 0 | 0 | 0 |  | 1 | [5 empty] | FALSE
1615 | 1625 | 1626 | Home F in 11003 |  |  |  |  | Apr 25, 2019 | K - Long Island | Energy Storage | 0 | 0 | 5 | 0 | 0 | 0 | 0 | 0 | 0 | 0 | 0 | 0 | Tesla Energy Operations, Inc. | 1 | [5 empty] | FALSE
1616 | 1626 | 1627 | Home A in 11949 |  |  |  |  | Jul 3, 2019 | K - Long Island | Energy Storage | 0 | 0 | 5 | 0 | 0 | 0 | 0 | 0 | 0 | 0 | 0 | 0 | Tesla Energy Operations, Inc. | 1 | [5 empty] | FALSE
1617 | 1627 | 1628 | Home C in 11768 |  |  |  |  | Nov 25, 2019 | K - Long Island | Energy Storage | 0 | 0 | 5 | 0 | 0 | 0 | 0 | 0 | 0 | 0 | 0 | 0 |  | 1 | [5 empty] | FALSE
1618 | 1628 | 1629 | Home C in 11963 |  |  |  |  | Jan 22, 2020 | K - Long Island | Energy Storage | 0 | 0 | 10 | 0 | 0 | 0 | 0 | 0 | 0 | 0 | 0 | 0 | Tesla Energy Operations, Inc. | 1 | [5 empty] | FALSE
1619 | 1629 | 1630 | Home B in 11772 |  |  |  |  | Jun 6, 2019 | K - Long Island | Energy Storage | 0 | 0 | 10 | 0 | 0 | 0 | 0 | 0 | 0 | 0 | 0 | 0 | Tesla Energy Operations, Inc. | 1 | [5 empty] | FALSE
1620 | 1630 | 1631 | Home A in 11795 |  |  |  |  | Jul 17, 2019 | K - Long Island | Energy Storage | 0 | 0 | 5 | 0 | 0 | 0 | 0 | 0 | 0 | 0 | 0 | 0 | Tesla Energy Operations, Inc. | 1 | [5 empty] | FALSE
1621 | 1631 | 1632 | Home C in 11782 |  |  |  |  | Jan 13, 2020 | K - Long Island | Energy Storage | 0 | 0 | 10 | 0 | 0 | 0 | 0 | 0 | 0 | 0 | 0 | 0 |  | 1 | [5 empty] | FALSE
1622 | 1632 | 1633 | Home C in 11788 |  |  |  |  | Sep 12, 2019 | K - Long Island | Energy Storage | 0 | 0 | 10 | 0 | 0 | 0 | 0 | 0 | 0 | 0 | 0 | 0 | Sunation Solar Systems | 1 | [5 empty] | FALSE
1623 | 1633 | 1634 | Home C in 11050 |  |  |  |  | Nov 1, 2019 | K - Long Island | Energy Storage | 0 | 0 | 10 | 0 | 0 | 0 | 0 | 0 | 0 | 0 | 0 | 0 |  | 1 | [5 empty] | FALSE
1624 | 1634 | 1635 | Home D in 11782 |  |  |  |  | Nov 18, 2019 | K - Long Island | Energy Storage | 0 | 0 | 10 | 0 | 0 | 0 | 0 | 0 | 0 | 0 | 0 | 0 | Tesla Energy Operations, Inc. | 1 | [5 empty] | FALSE
1625 | 1635 | 1636 | Home A in 11550 |  |  |  |  | Sep 25, 2019 | K - Long Island | Energy Storage | 0 | 0 | 5 | 0 | 0 | 0 | 0 | 0 | 0 | 0 | 0 | 0 |  | 1 | [5 empty] | FALSE
1626 | 1636 | 1637 | Home B in 11758 |  |  |  |  | Aug 19, 2019 | K - Long Island | Energy Storage | 0 | 0 | 10 | 0 | 0 | 0 | 0 | 0 | 0 | 0 | 0 | 0 | Tesla Energy Operations, Inc. | 1 | [5 empty] | FALSE
1627 | 1637 | 1638 | Home B in 11793 |  |  |  |  | Nov 19, 2019 | K - Long Island | Energy Storage | 0 | 0 | 10 | 0 | 0 | 0 | 0 | 0 | 0 | 0 | 0 | 0 | Tesla Energy Operations, Inc. | 1 | [5 empty] | FALSE
1628 | 1638 | 1639 | Home A in 11752 |  |  |  |  | Oct 31, 2019 | K - Long Island | Energy Storage | 0 | 0 | 5 | 0 | 0 | 0 | 0 | 0 | 0 | 0 | 0 | 0 |  | 1 | [5 empty] | FALSE
1629 | 1639 | 1640 | Home C in 11507 |  |  |  |  | Sep 16, 2019 | K - Long Island | Energy Storage | 0 | 0 | 5 | 0 | 0 | 0 | 0 | 0 | 0 | 0 | 0 | 0 | Tesla Energy Operations, Inc. | 1 | [5 empty] | FALSE
1630 | 1640 | 1641 | Home C in 11703 |  |  |  |  | Oct 17, 2019 | K - Long Island | Energy Storage | 0 | 0 | 5 | 0 | 0 | 0 | 0 | 0 | 0 | 0 | 0 | 0 |  | 1 | [5 empty] | FALSE
1631 | 1641 | 1642 | Home B in 11738 |  |  |  |  | May 13, 2020 | K - Long Island | Energy Storage | 0 | 0 | 5 | 0 | 0 | 0 | 0 | 0 | 0 | 0 | 0 | 0 | Sunation Solar Systems | 1 | [5 empty] | FALSE
1632 | 1642 | 1643 | Home A in 11575 |  |  |  |  | Oct 16, 2019 | K - Long Island | Energy Storage | 0 | 0 | 5 | 0 | 0 | 0 | 0 | 0 | 0 | 0 | 0 | 0 |  | 1 | [5 empty] | FALSE
1633 | 1643 | 1644 | Home A in 11721 |  |  |  |  | Mar 4, 2020 | K - Long Island | Energy Storage | 0 | 0 | 5 | 0 | 0 | 0 | 0 | 0 | 0 | 0 | 0 | 0 |  | 1 | [5 empty] | FALSE
1634 | 1644 | 1645 | Home D in 11050 |  |  |  |  | Jan 2, 2020 | K - Long Island | Energy Storage | 0 | 0 | 10 | 0 | 0 | 0 | 0 | 0 | 0 | 0 | 0 | 0 |  | 1 | [5 empty] | FALSE
1635 | 1645 | 1646 | Home E in 11762 |  |  |  |  | Oct 9, 2019 | K - Long Island | Energy Storage | 0 | 0 | 5 | 0 | 0 | 0 | 0 | 0 | 0 | 0 | 0 | 0 |  | 1 | [5 empty] | FALSE
1636 | 1646 | 1647 | Home A in 11975 |  |  |  |  | Jun 15, 2020 | K - Long Island | Energy Storage | 0 | 0 | 8 | 0 | 0 | 0 | 0 | 0 | 0 | 0 | 0 | 0 |  | 1 | [5 empty] | FALSE
1637 | 1647 | 1648 | Home F in 11762 |  |  |  |  | Feb 24, 2020 | K - Long Island | Energy Storage | 0 | 0 | 10 | 0 | 0 | 0 | 0 | 0 | 0 | 0 | 0 | 0 |  | 1 | [5 empty] | FALSE
1638 | 1648 | 1649 | Home F in 11040 |  |  |  |  | May 1, 2020 | K - Long Island | Energy Storage | 0 | 0 | 5 | 0 | 0 | 0 | 0 | 0 | 0 | 0 | 0 | 0 |  | 1 | [5 empty] | FALSE
1639 | 1649 | 1650 | Home D in 11788 |  |  |  |  | Dec 13, 2019 | K - Long Island | Energy Storage | 0 | 0 | 5 | 0 | 0 | 0 | 0 | 0 | 0 | 0 | 0 | 0 |  | 1 | [5 empty] | FALSE
1640 | 1650 | 1651 | Home B in 11010 |  |  |  |  | Oct 14, 2019 | K - Long Island | Energy Storage | 0 | 0 | 5 | 0 | 0 | 0 | 0 | 0 | 0 | 0 | 0 | 0 |  | 1 | [5 empty] | FALSE
1641 | 1651 | 1652 | Home C in 11787 |  |  |  |  | Nov 26, 2019 | K - Long Island | Energy Storage | 0 | 0 | 9.8 | 0 | 0 | 0 | 0 | 0 | 0 | 0 | 0 | 0 |  | 1 | [5 empty] | FALSE
1642 | 1652 | 1653 | Home A in 11769 |  |  |  |  | Oct 24, 2019 | K - Long Island | Energy Storage | 0 | 0 | 5 | 0 | 0 | 0 | 0 | 0 | 0 | 0 | 0 | 0 |  | 1 | [5 empty] | FALSE
1643 | 1653 | 1654 | Home A in 11960 |  |  |  |  | Feb 3, 2020 | K - Long Island | Energy Storage | 0 | 0 | 5 | 0 | 0 | 0 | 0 | 0 | 0 | 0 | 0 | 0 | Tesla Energy Operations, Inc. | 1 | [5 empty] | FALSE
1644 | 1654 | 1655 | Home C in 11566 |  |  |  |  | Oct 22, 2019 | K - Long Island | Energy Storage | 0 | 0 | 5 | 0 | 0 | 0 | 0 | 0 | 0 | 0 | 0 | 0 | Tesla Energy Operations, Inc. | 1 | [5 empty] | FALSE
1645 | 1655 | 1656 | Home A in 11932 |  |  |  |  | Jun 24, 2020 | K - Long Island | Energy Storage | 0 | 0 | 8 | 0 | 0 | 0 | 0 | 0 | 0 | 0 | 0 | 0 |  | 1 | [5 empty] | FALSE
1646 | 1656 | 1657 | Home E in 11747 |  |  |  |  | Nov 7, 2019 | K - Long Island | Energy Storage | 0 | 0 | 5 | 0 | 0 | 0 | 0 | 0 | 0 | 0 | 0 | 0 | Tesla Energy Operations, Inc. | 1 | [5 empty] | FALSE
1647 | 1657 | 1658 | Home B in 11553 |  |  |  |  | Oct 29, 2019 | K - Long Island | Energy Storage | 0 | 0 | 5 | 0 | 0 | 0 | 0 | 0 | 0 | 0 | 0 | 0 |  | 1 | [5 empty] | FALSE
1648 | 1658 | 1659 | Home C in 11720 |  |  |  |  | Apr 3, 2020 | K - Long Island | Energy Storage | 0 | 0 | 5 | 0 | 0 | 0 | 0 | 0 | 0 | 0 | 0 | 0 |  | 1 | [5 empty] | FALSE
1649 | 1659 | 1660 | Home G in 11040 |  |  |  |  | Apr 2, 2020 | K - Long Island | Energy Storage | 0 | 0 | 10 | 0 | 0 | 0 | 0 | 0 | 0 | 0 | 0 | 0 | Tesla Energy Operations, Inc. | 1 | [5 empty] | FALSE
1650 | 1660 | 1661 | Home H in 11746 |  |  |  |  | Mar 17, 2020 | K - Long Island | Energy Storage | 0 | 0 | 10 | 0 | 0 | 0 | 0 | 0 | 0 | 0 | 0 | 0 | Tesla Energy Operations, Inc. | 1 | [5 empty] | FALSE
1651 | 1661 | 1662 | Home C in 11740 |  |  |  |  | Feb 6, 2020 | K - Long Island | Energy Storage | 0 | 0 | 5 | 0 | 0 | 0 | 0 | 0 | 0 | 0 | 0 | 0 |  | 1 | [5 empty] | FALSE
1652 | 1662 | 1663 | Home B in 11020 |  |  |  |  | Mar 26, 2020 | K - Long Island | Energy Storage | 0 | 0 | 10 | 0 | 0 | 0 | 0 | 0 | 0 | 0 | 0 | 0 | Tesla Energy Operations, Inc. | 1 | [5 empty] | FALSE
1653 | 1663 | 1664 | Home D in 11963 |  |  |  |  | Apr 2, 2020 | K - Long Island | Energy Storage | 0 | 0 | 5 | 0 | 0 | 0 | 0 | 0 | 0 | 0 | 0 | 0 | Tesla Energy Operations, Inc. | 1 | [5 empty] | FALSE
1654 | 1664 | 1665 | Home A in 11941 |  |  |  |  | Feb 26, 2020 | K - Long Island | Energy Storage | 0 | 0 | 10 | 0 | 0 | 0 | 0 | 0 | 0 | 0 | 0 | 0 |  | 1 | [5 empty] | FALSE
1655 | 1665 | 1666 | Home D in 11710 |  |  |  |  | Jan 28, 2020 | K - Long Island | Energy Storage | 0 | 0 | 5 | 0 | 0 | 0 | 0 | 0 | 0 | 0 | 0 | 0 |  | 1 | [5 empty] | FALSE
1656 | 1666 | 1667 | Home E in 11561 |  |  |  |  | Jan 6, 2020 | K - Long Island | Energy Storage | 0 | 0 | 5 | 0 | 0 | 0 | 0 | 0 | 0 | 0 | 0 | 0 |  | 1 | [5 empty] | FALSE
1657 | 1667 | 1668 | Home A in 11733 |  |  |  |  | Jun 17, 2020 | K - Long Island | Energy Storage | 0 | 0 | 5 | 0 | 0 | 0 | 0 | 0 | 0 | 0 | 0 | 0 |  | 1 | [5 empty] | FALSE
1658 | 1668 | 1669 | Home C in 11702 |  |  |  |  | Nov 19, 2019 | K - Long Island | Energy Storage | 0 | 0 | 5 | 0 | 0 | 0 | 0 | 0 | 0 | 0 | 0 | 0 | Sunation Solar Systems | 1 | [5 empty] | FALSE
1659 | 1669 | 1670 | Home A in 11510 |  |  |  |  | Jan 22, 2020 | K - Long Island | Energy Storage | 0 | 0 | 5 | 0 | 0 | 0 | 0 | 0 | 0 | 0 | 0 | 0 |  | 1 | [5 empty] | FALSE
1660 | 1670 | 1671 | Home A in 11770 |  |  |  |  | Mar 27, 2020 | K - Long Island | Energy Storage | 0 | 0 | 10 | 0 | 0 | 0 | 0 | 0 | 0 | 0 | 0 | 0 |  | 1 | [5 empty] | FALSE
1661 | 1671 | 1672 | Home C in 11738 |  |  |  |  | Mar 30, 2020 | K - Long Island | Energy Storage | 0 | 0 | 10 | 0 | 0 | 0 | 0 | 0 | 0 | 0 | 0 | 0 | Tesla Energy Operations, Inc. | 1 | [5 empty] | FALSE
1662 | 1672 | 1673 | Home A in 11767 |  |  |  |  | Nov 4, 2019 | K - Long Island | Energy Storage | 0 | 0 | 5 | 0 | 0 | 0 | 0 | 0 | 0 | 0 | 0 | 0 | Tesla Energy Operations, Inc. | 1 | [5 empty] | FALSE
1663 | 1673 | 1674 | Home E in 11788 |  |  |  |  | Dec 11, 2019 | K - Long Island | Energy Storage | 0 | 0 | 5 | 0 | 0 | 0 | 0 | 0 | 0 | 0 | 0 | 0 | Sunation Solar Systems | 1 | [5 empty] | FALSE
1664 | 1674 | 1675 | Solar Farms New York - Dryden Community Solar Farm - 212 Ferguson Rd - PV Systems |  | Solar Farms New York - Dryden Community Solar Farm - 212 Ferguson Rd - PV Systems | Solar Farms New York - Dryden Community Solar Farm - 212 Ferguson Rd - PV Systems | 2762.76 |  | C - Central | Solar PV | 2762.76 | 0 | 0 | 0 | 0 | 0 | 0 | 0 | 0 | 0 | 0 | 0 | Distributed Asset Solutions LLC | 1 | 2020-08-12 | 2023-12-17 |  |  |  | TRUE
1665 | 1675 | 1676 | Solar Farms New York - Norwich Community - 5050 State Highway 23 - PV Systems |  | Solar Farms New York - Norwich Community Solar Farm 1 - PV Systems | Solar Farms New York - Norwich Community Solar Farm 1 - 5050 State Highway 23 - PV Systems | 5997.6 |  | E - Mohawk Valley | Solar PV | 5997.6 | 0 | 0 | 0 | 0 | 0 | 0 | 0 | 0 | 0 | 0 | 0 | Distributed Asset Solutions LLC | 1 | 2020-08-12 | 2023-12-17 |  |  |  | TRUE
1666 | 1675 | 1676 | Solar Farms New York - Norwich Community - 5050 State Highway 23 - PV Systems |  | Solar Farms New York - Norwich Community Solar Farm 2 - PV Systems | Solar Farms New York - Norwich Community Solar Farm 2 - 5050 State Highway 23 - PV Systems | 5998.86 |  | E - Mohawk Valley | Solar PV | 5998.86 | 0 | 0 | 0 | 0 | 0 | 0 | 0 | 0 | 0 | 0 | 0 | Distributed Asset Solutions LLC | 1 | 2020-08-12 | 2023-12-17 |  |  |  | TRUE
1667 | 1675 | 1676 | Solar Farms New York - Norwich Community - 5050 State Highway 23 - PV Systems |  | Solar Farms New York - Norwich Community Solar Farm 3 - PV Systems | Solar Farms New York - Norwich Community Solar Farm 3 - 5050 State Highway 23 - PV Systems | 5990.54 |  | E - Mohawk Valley | Solar PV | 5990.54 | 0 | 0 | 0 | 0 | 0 | 0 | 0 | 0 | 0 | 0 | 0 | Distributed Asset Solutions LLC | 1 | 2020-08-12 | 2023-12-17 |  |  |  | TRUE
1668 | 1676 | 1677 | Johnstown Solar 1, LLC |  | Johnstown Solar 1, LLC | Johnstown Solar 1, LLC | 4434.43 |  | F - Capital | Solar PV | 4434.43 | 0 | 0 | 0 | 0 | 0 | 0 | 0 | 0 | 0 | 0 | 0 | AES Distributed Energy | 1 | 2020-08-13 |  |  |  |  | TRUE
1669 | 1677 | 1678 | Ransomville Solar 1, LLC |  | Ransomville Solar 1, LLC | Ransomville Solar 1, LLC | 5215.21 |  | A - West | Solar PV | 5215.21 | 0 | 0 | 0 | 0 | 0 | 0 | 0 | 0 | 0 | 0 | 0 | AES Distributed Energy | 1 | 2020-08-13 |  |  |  |  | TRUE
1670 | 1678 | 1679 | Wawayanda Solar - Mount Orange Road - PV Systems |  | Wawayanda Solar - Mount Orange Road - PV Systems | Wawayanda Solar - Mount Orange Road - PV Systems | 997.92 |  | G - Hudson Valley | Solar PV | 997.92 | 0 | 0 | 0 | 0 | 0 | 0 | 0 | 0 | 0 | 0 | 0 | Nexamp | 1 | 2020-07-31 |  |  |  |  | TRUE
1671 | 1679 | 1680 | Grand Island Solar, LLC |  | Grand Island Solar, LLC | Grand Island Solar, LLC | 2112 |  | A - West | Solar PV | 2112 | 0 | 0 | 0 | 0 | 0 | 0 | 0 | 0 | 0 | 0 | 0 | Amp | 1 | 2020-05-21 | 2023-08-09 |  |  |  | TRUE
1672 | 1680 | 1681 | Medusa NY 1, LLC - 626 County Route 351 - PV Systems |  | Medusa NY 1, LLC - 626 County Route 351 - PV Systems | Medusa NY 1, LLC - 626 County Route 351 - PV Systems | 2800.98 |  | F - Capital | Solar PV | 2800.98 | 0 | 0 | 0 | 0 | 0 | 0 | 0 | 0 | 0 | 0 | 0 | Ameresco | 1 | 2020-08-17 |  |  |  |  | TRUE
1673 | 1681 | 1682 | Westtown NY 2, LLC - Whitford Road - PV Systems |  | Westtown NY 2, LLC - Whitford Road - PV Systems | Westtown NY 2, LLC - Whitford Road - PV Systems | 2757.72 |  | G - Hudson Valley | Solar PV | 2757.72 | 0 | 0 | 0 | 0 | 0 | 0 | 0 | 0 | 0 | 0 | 0 | Ameresco | 1 | 2020-08-26 |  |  |  |  | TRUE
1674 | 1682 | 1683 | ELP Saugerties Solar LLC. |  | ELP Saugerties Solar LLC. | ELP Saugerties Solar LLC. | 2997.54 |  | G - Hudson Valley | Solar PV | 2997.54 | 0 | 0 | 0 | 0 | 0 | 0 | 0 | 0 | 0 | 0 | 0 | Conductive Power Operations, LLC | 1 | 2020-08-30 |  |  |  |  | TRUE
1675 | 1683 | 1684 | ELP Greenport Solar LLC |  | ELP Greenport Solar LLC | ELP Greenport Solar LLC | 6676 |  | F - Capital | Solar PV | 6676 | 0 | 0 | 0 | 0 | 0 | 0 | 0 | 0 | 0 | 0 | 0 | Conductive Power Operations, LLC | 1 | 2020-09-04 |  |  |  |  | TRUE
1676 | 1684 | 1685 | East Fishkill Solar LLC |  | East Fishkill Solar LLC | East Fishkill Solar LLC | 2930.4 |  | G - Hudson Valley | Solar PV | 2930.4 | 0 | 0 | 0 | 0 | 0 | 0 | 0 | 0 | 0 | 0 | 0 | Conductive Power Operations, LLC | 1 | 2020-09-03 |  |  |  |  | TRUE
1677 | 1685 | 1686 | Sunstarter Solar XL LLC |  | Sunstarter Solar XL LLC | Sunstarter Solar XL LLC | 2931.84 |  | G - Hudson Valley | Solar PV | 2931.84 | 0 | 0 | 0 | 0 | 0 | 0 | 0 | 0 | 0 | 0 | 0 | Conductive Power Operations, LLC | 1 | 2020-09-03 |  |  |  |  | TRUE
1678 | 1686 | 1687 | Catlin Solar 1 |  | Catlin Solar 1 | Catlin Solar 1 - 91337 | 6128.64 |  | C - Central | Solar PV | 6128.64 | 0 | 0 | 0 | 0 | 0 | 0 | 0 | 0 | 0 | 0 | 0 | Bullrock Corporation | 1 | 2020-05-05 | 2023-08-17 |  |  |  | TRUE
1681 | 1689 | 1690 | Home A in 10516 |  |  |  |  | Feb 27, 2018 | K - Long Island | Energy Storage | 0 | 0 | 6 | 0 | 0 | 0 | 0 | 0 | 0 | 0 | 0 | 0 | Hudson Solar | 1 | [5 empty] | FALSE
1682 | 1690 | 1691 | Home C in 10524 |  |  |  |  | Dec 20, 2017 | K - Long Island | Energy Storage | 0 | 0 | 10 | 0 | 0 | 0 | 0 | 0 | 0 | 0 | 0 | 0 | SunCommon | 1 | [5 empty] | FALSE
1684 | 1692 | 1693 | Home A in 10594 |  |  |  |  | Jul 22, 2020 | I - Dunwoodie | Energy Storage | 0 | 0 | 15 | 0 | 0 | 0 | 0 | 0 | 0 | 0 | 0 | 0 | Tesla Energy Operations, Inc. | 1 | [5 empty] | FALSE
1685 | 1693 | 1694 | Home B in 10594 |  |  |  |  | Jul 27, 2020 | I - Dunwoodie | Energy Storage | 0 | 0 | 20 | 0 | 0 | 0 | 0 | 0 | 0 | 0 | 0 | 0 | SolarCity (now Tesla) | 1 | [5 empty] | FALSE
1687 | 1695 | 1696 | Home B in 10803 |  |  |  |  | Aug 4, 2020 | J - New York City | Energy Storage | 0 | 0 | 5 | 0 | 0 | 0 | 0 | 0 | 0 | 0 | 0 | 0 | ConEdison Solutions | 1 | [5 empty] | FALSE
1688 | 1696 | 1697 | Home A in 10805 |  |  |  |  | Aug 9, 2018 | I - Dunwoodie | Energy Storage | 0 | 0 | 100 | 0 | 0 | 0 | 0 | 0 | 0 | 0 | 0 | 0 | SolarCity (now Tesla) | 1 | [5 empty] | FALSE
1689 | 1697 | 1698 | Home A in 10916 |  |  |  |  | Jan 23, 2018 | K - Long Island | Energy Storage | 0 | 0 | 7.5 | 0 | 0 | 0 | 0 | 0 | 0 | 0 | 0 | 0 | Hudson Solar | 1 | [5 empty] | FALSE
1690 | 1698 | 1699 | Home K in 10956 |  |  |  |  | Aug 13, 2020 | G - Hudson Valley | Energy Storage | 0 | 0 | 10 | 0 | 0 | 0 | 0 | 0 | 0 | 0 | 0 | 0 | SolarCity (now Tesla) | 1 | [5 empty] | FALSE
1691 | 1699 | 1700 | Home A in 10969 |  |  |  |  | Aug 31, 2020 | G - Hudson Valley | Energy Storage | 0 | 0 | 5 | 0 | 0 | 0 | 0 | 0 | 0 | 0 | 0 | 0 | SolarCity (now Tesla) | 1 | [5 empty] | FALSE
1692 | 1700 | 1701 | Home B in 11021 |  |  |  |  | Jul 12, 2018 | K - Long Island | Energy Storage | 0 | 0 | 10 | 0 | 0 | 0 | 0 | 0 | 0 | 0 | 0 | 0 | Tesla Energy Operations, Inc. | 1 | [5 empty] | FALSE
1693 | 1701 | 1702 | Home H in 11040 |  |  |  |  | Mar 27, 2019 | H - Millwood | Energy Storage | 0 | 0 | 5 | 0 | 0 | 0 | 0 | 0 | 0 | 0 | 0 | 0 | Tesla Energy Operations, Inc. | 1 | [5 empty] | FALSE
1694 | 1702 | 1703 | Home I in 11040 |  |  |  |  | Sep 27, 2018 | H - Millwood | Energy Storage | 0 | 0 | 5 | 0 | 0 | 0 | 0 | 0 | 0 | 0 | 0 | 0 | Sunation Solar Systems | 1 | [5 empty] | FALSE
1695 | 1703 | 1704 | Home J in 11040 |  |  |  |  | Aug 20, 2020 | K - Long Island | Energy Storage | 0 | 0 | 5 | 0 | 0 | 0 | 0 | 0 | 0 | 0 | 0 | 0 | Harvest Power | 1 | [5 empty] | FALSE
1696 | 1704 | 1705 | Home E in 11050 |  |  |  |  | Jan 28, 2019 | I - Dunwoodie | Energy Storage | 0 | 0 | 5 | 0 | 0 | 0 | 0 | 0 | 0 | 0 | 0 | 0 | Long Island Power Solutions | 1 | [5 empty] | FALSE
1697 | 1705 | 1706 | Home D in 11542 |  |  |  |  | Nov 6, 2018 | I - Dunwoodie | Energy Storage | 0 | 0 | 5 | 0 | 0 | 0 | 0 | 0 | 0 | 0 | 0 | 0 | Sunrun | 1 | [5 empty] | FALSE
1698 | 1706 | 1707 | Home B in 11550 |  |  |  |  | Apr 2, 2020 | G - Hudson Valley | Energy Storage | 0 | 0 | 5 | 0 | 0 | 0 | 0 | 0 | 0 | 0 | 0 | 0 | Sunrun | 1 | [5 empty] | FALSE
1699 | 1707 | 1708 | Home D in 11554 |  |  |  |  | Feb 13, 2020 | G - Hudson Valley | Energy Storage | 0 | 0 | 5 | 0 | 0 | 0 | 0 | 0 | 0 | 0 | 0 | 0 | Tesla Energy Operations, Inc. | 1 | [5 empty] | FALSE
1700 | 1708 | 1709 | Home E in 11554 |  |  |  |  | May 23, 2019 | I - Dunwoodie | Energy Storage | 0 | 0 | 5 | 0 | 0 | 0 | 0 | 0 | 0 | 0 | 0 | 0 | Green Logic | 1 | [5 empty] | FALSE
1701 | 1709 | 1710 | Home F in 11554 |  |  |  |  | Nov 13, 2018 | I - Dunwoodie | Energy Storage | 0 | 0 | 10 | 0 | 0 | 0 | 0 | 0 | 0 | 0 | 0 | 0 | Tesla Energy Operations, Inc. | 1 | [5 empty] | FALSE
1702 | 1710 | 1711 | Home C in 11557 |  |  |  |  | Aug 13, 2020 | K - Long Island | Energy Storage | 0 | 0 | 5 | 0 | 0 | 0 | 0 | 0 | 0 | 0 | 0 | 0 | Sunation Solar Systems | 1 | [5 empty] | FALSE
1703 | 1711 | 1712 | Home F in 11561 |  |  |  |  | Aug 20, 2020 | K - Long Island | Energy Storage | 0 | 0 | 5 | 0 | 0 | 0 | 0 | 0 | 0 | 0 | 0 | 0 | EmPower CES | 1 | [5 empty] | FALSE
1704 | 1712 | 1713 | Home G in 11561 |  |  |  |  | Aug 4, 2020 | K - Long Island | Energy Storage | 0 | 0 | 5 | 0 | 0 | 0 | 0 | 0 | 0 | 0 | 0 | 0 | Tesla Energy Operations, Inc. | 1 | [5 empty] | FALSE
1705 | 1713 | 1714 | Home D in 11566 |  |  |  |  | Aug 14, 2020 | K - Long Island | Energy Storage | 0 | 0 | 5 | 0 | 0 | 0 | 0 | 0 | 0 | 0 | 0 | 0 | Tesla Energy Operations, Inc. | 1 | [5 empty] | FALSE
1706 | 1714 | 1715 | Home E in 11566 |  |  |  |  | Jul 17, 2020 | K - Long Island | Energy Storage | 0 | 0 | 5 | 0 | 0 | 0 | 0 | 0 | 0 | 0 | 0 | 0 | Tesla Energy Operations, Inc. | 1 | [5 empty] | FALSE
1707 | 1715 | 1716 | Home F in 11572 |  |  |  |  | Oct 15, 2019 | H - Millwood | Energy Storage | 0 | 0 | 5 | 0 | 0 | 0 | 0 | 0 | 0 | 0 | 0 | 0 | EmPower CES | 1 | [5 empty] | FALSE
1708 | 1716 | 1717 | Home G in 11572 |  |  |  |  | Jul 31, 2020 | K - Long Island | Energy Storage | 0 | 0 | 5 | 0 | 0 | 0 | 0 | 0 | 0 | 0 | 0 | 0 | EmPower CES | 1 | [5 empty] | FALSE
1709 | 1717 | 1718 | Facility A in 11581 |  |  |  |  | Aug 31, 2020 | K - Long Island | Energy Storage | 0 | 0 | 210 | 0 | 0 | 0 | 0 | 0 | 0 | 0 | 0 | 0 | Sai Group | 1 | [5 empty] | FALSE
1710 | 1718 | 1719 | Home B in 11590 |  |  |  |  | Mar 17, 2020 | G - Hudson Valley | Energy Storage | 0 | 0 | 5 | 0 | 0 | 0 | 0 | 0 | 0 | 0 | 0 | 0 | Sunrun | 1 | [5 empty] | FALSE
1711 | 1719 | 1720 | Home C in 11590 |  |  |  |  | Aug 22, 2018 | H - Millwood | Energy Storage | 0 | 0 | 5 | 0 | 0 | 0 | 0 | 0 | 0 | 0 | 0 | 0 | Sunation Solar Systems | 1 | [5 empty] | FALSE
1712 | 1720 | 1721 | Home D in 11703 |  |  |  |  | Aug 11, 2020 | K - Long Island | Energy Storage | 0 | 0 | 5 | 0 | 0 | 0 | 0 | 0 | 0 | 0 | 0 | 0 | Harvest Power | 1 | [5 empty] | FALSE
1713 | 1721 | 1722 | Home B in 11704 |  |  |  |  | Nov 14, 2018 | J - New York City | Energy Storage | 0 | 0 | 5 | 0 | 0 | 0 | 0 | 0 | 0 | 0 | 0 | 0 | Sunrun | 1 | [5 empty] | FALSE
1715 | 1723 | 1724 | Home E in 11709 |  |  |  |  | Jul 24, 2020 | K - Long Island | Energy Storage | 0 | 0 | 10 | 0 | 0 | 0 | 0 | 0 | 0 | 0 | 0 | 0 | Tesla Energy Operations, Inc. | 1 | [5 empty] | FALSE
1716 | 1724 | 1725 | Home D in 11717 |  |  |  |  | Aug 13, 2020 | K - Long Island | Energy Storage | 0 | 0 | 5 | 0 | 0 | 0 | 0 | 0 | 0 | 0 | 0 | 0 | Tesla Energy Operations, Inc. | 1 | [5 empty] | FALSE
1717 | 1725 | 1726 | Home D in 11725 |  |  |  |  | Feb 3, 2020 | I - Dunwoodie | Energy Storage | 0 | 0 | 10 | 0 | 0 | 0 | 0 | 0 | 0 | 0 | 0 | 0 | Sunation Solar Systems | 1 | [5 empty] | FALSE
1718 | 1726 | 1727 | Home E in 11725 |  |  |  |  | Jul 13, 2017 | K - Long Island | Energy Storage | 0 | 0 | 10 | 0 | 0 | 0 | 0 | 0 | 0 | 0 | 0 | 0 | Tesla Energy Operations, Inc. | 1 | [5 empty] | FALSE
1719 | 1727 | 1728 | Home F in 11725 |  |  |  |  | Aug 24, 2020 | K - Long Island | Energy Storage | 0 | 0 | 5 | 0 | 0 | 0 | 0 | 0 | 0 | 0 | 0 | 0 | Tesla Energy Operations, Inc. | 1 | [5 empty] | FALSE
1720 | 1728 | 1729 | Home B in 11733 |  |  |  |  | Aug 1, 2017 | K - Long Island | Energy Storage | 0 | 0 | 10 | 0 | 0 | 0 | 0 | 0 | 0 | 0 | 0 | 0 | Tesla Energy Operations, Inc. | 1 | [5 empty] | FALSE
1721 | 1729 | 1730 | Home A in 11741 |  |  |  |  | Aug 3, 2020 | K - Long Island | Energy Storage | 0 | 0 | 10 | 0 | 0 | 0 | 0 | 0 | 0 | 0 | 0 | 0 | Sunation Solar Systems | 1 | [5 empty] | FALSE
1722 | 1730 | 1731 | Home E in 11743 |  |  |  |  | Apr 23, 2020 | I - Dunwoodie | Energy Storage | 0 | 0 | 10 | 0 | 0 | 0 | 0 | 0 | 0 | 0 | 0 | 0 | EmPower CES | 1 | [5 empty] | FALSE
1723 | 1731 | 1732 | Home F in 11743 |  |  |  |  | Sep 4, 2019 | I - Dunwoodie | Energy Storage | 0 | 0 | 5 | 0 | 0 | 0 | 0 | 0 | 0 | 0 | 0 | 0 | Sunation Solar Systems | 1 | [5 empty] | FALSE
1724 | 1732 | 1733 | Home G in 11743 |  |  |  |  | Jul 16, 2018 | K - Long Island | Energy Storage | 0 | 0 | 5 | 0 | 0 | 0 | 0 | 0 | 0 | 0 | 0 | 0 | Sunrun | 1 | [5 empty] | FALSE
1725 | 1733 | 1734 | Home I in 11746 |  |  |  |  | Mar 4, 2020 | K - Long Island | Energy Storage | 0 | 0 | 9.8 | 0 | 0 | 0 | 0 | 0 | 0 | 0 | 0 | 0 | Sunrun | 1 | [5 empty] | FALSE
1726 | 1734 | 1735 | Home I in 11747 |  |  |  |  | Apr 2, 2020 | G - Hudson Valley | Energy Storage | 0 | 0 | 10 | 0 | 0 | 0 | 0 | 0 | 0 | 0 | 0 | 0 | Tesla Energy Operations, Inc. | 1 | [5 empty] | FALSE
1727 | 1735 | 1736 | Home J in 11748 |  |  |  |  | Jul 19, 2018 | K - Long Island | Energy Storage | 0 | 0 | 5 | 0 | 0 | 0 | 0 | 0 | 0 | 0 | 0 | 0 | Sunation Solar Systems | 1 | [5 empty] | FALSE
1728 | 1736 | 1737 | Home B in 11752 |  |  |  |  | Mar 8, 2018 | I - Dunwoodie | Energy Storage | 0 | 0 | 10 | 0 | 0 | 0 | 0 | 0 | 0 | 0 | 0 | 0 | EmPower CES | 1 | [5 empty] | FALSE
1729 | 1737 | 1738 | Home C in 11753 |  |  |  |  | Aug 7, 2018 | K - Long Island | Energy Storage | 0 | 0 | 10 | 0 | 0 | 0 | 0 | 0 | 0 | 0 | 0 | 0 | Tesla Energy Operations, Inc. | 1 | [5 empty] | FALSE
1730 | 1738 | 1739 | Home D in 11753 |  |  |  |  | Sep 25, 2018 | K - Long Island | Energy Storage | 0 | 0 | 15 | 0 | 0 | 0 | 0 | 0 | 0 | 0 | 0 | 0 | Tesla Energy Operations, Inc. | 1 | [5 empty] | FALSE
1731 | 1739 | 1740 | Home D in 11754 |  |  |  |  | Jun 20, 2018 | K - Long Island | Energy Storage | 0 | 0 | 10 | 0 | 0 | 0 | 0 | 0 | 0 | 0 | 0 | 0 | Tesla Energy Operations, Inc. | 1 | [5 empty] | FALSE
1732 | 1740 | 1741 | Home A in 11755 |  |  |  |  | Feb 1, 2019 | J - New York City | Energy Storage | 0 | 0 | 10 | 0 | 0 | 0 | 0 | 0 | 0 | 0 | 0 | 0 | Tesla Energy Operations, Inc. | 1 | [5 empty] | FALSE
1733 | 1741 | 1742 | Home D in 11756 |  |  |  |  | Sep 27, 2018 | I - Dunwoodie | Energy Storage | 0 | 0 | 10 | 0 | 0 | 0 | 0 | 0 | 0 | 0 | 0 | 0 | Tesla Energy Operations, Inc. | 1 | [5 empty] | FALSE
1734 | 1742 | 1743 | Home E in 11756 |  |  |  |  | Aug 22, 2018 | K - Long Island | Energy Storage | 0 | 0 | 10 | 0 | 0 | 0 | 0 | 0 | 0 | 0 | 0 | 0 | Tesla Energy Operations, Inc. | 1 | [5 empty] | FALSE
1735 | 1743 | 1744 | Home D in 11757 |  |  |  |  | Jun 8, 2020 | F - Capital | Energy Storage | 0 | 0 | 10 | 0 | 0 | 0 | 0 | 0 | 0 | 0 | 0 | 0 | Tesla Energy Operations, Inc. | 1 | [5 empty] | FALSE
1736 | 1744 | 1745 | Home C in 11758 |  |  |  |  | May 7, 2019 | I - Dunwoodie | Energy Storage | 0 | 0 | 8 | 0 | 0 | 0 | 0 | 0 | 0 | 0 | 0 | 0 | Green Logic | 1 | [5 empty] | FALSE
1737 | 1745 | 1746 | Home D in 11758 |  |  |  |  | Jan 16, 2019 | I - Dunwoodie | Energy Storage | 0 | 0 | 5 | 0 | 0 | 0 | 0 | 0 | 0 | 0 | 0 | 0 | Sunation Solar Systems | 1 | [5 empty] | FALSE
1738 | 1746 | 1747 | Home D in 11768 |  |  |  |  | Aug 31, 2020 | K - Long Island | Energy Storage | 0 | 0 | 10 | 0 | 0 | 0 | 0 | 0 | 0 | 0 | 0 | 0 | Sunation Solar Systems | 1 | [5 empty] | FALSE
1739 | 1747 | 1748 | Home E in 11768 |  |  |  |  | Aug 18, 2020 | K - Long Island | Energy Storage | 0 | 0 | 10 | 0 | 0 | 0 | 0 | 0 | 0 | 0 | 0 | 0 | Tesla Energy Operations, Inc. | 1 | [5 empty] | FALSE
1740 | 1748 | 1749 | Home B in 11769 |  |  |  |  | Oct 22, 2018 | I - Dunwoodie | Energy Storage | 0 | 0 | 10 | 0 | 0 | 0 | 0 | 0 | 0 | 0 | 0 | 0 | EmPower CES | 1 | [5 empty] | FALSE
1741 | 1749 | 1750 | Home A in 11776 |  |  |  |  | Mar 29, 2018 | I - Dunwoodie | Energy Storage | 0 | 0 | 10 | 0 | 0 | 0 | 0 | 0 | 0 | 0 | 0 | 0 | Tesla Energy Operations, Inc. | 1 | [5 empty] | FALSE
1742 | 1750 | 1751 | Home B in 11776 |  |  |  |  | Mar 20, 2018 | J - New York City | Energy Storage | 0 | 0 | 5 | 0 | 0 | 0 | 0 | 0 | 0 | 0 | 0 | 0 | Sunrun | 1 | [5 empty] | FALSE
1743 | 1751 | 1752 | Home C in 11776 |  |  |  |  | Aug 28, 2020 | K - Long Island | Energy Storage | 0 | 0 | 5 | 0 | 0 | 0 | 0 | 0 | 0 | 0 | 0 | 0 | Long Island Power Solutions | 1 | [5 empty] | FALSE
1744 | 1752 | 1753 | Home C in 11779 |  |  |  |  | May 8, 2019 | F - Capital | Energy Storage | 0 | 0 | 10 | 0 | 0 | 0 | 0 | 0 | 0 | 0 | 0 | 0 | Sunation Solar Systems | 1 | [5 empty] | FALSE
1745 | 1753 | 1754 | Home E in 11782 |  |  |  |  | Feb 11, 2020 | G - Hudson Valley | Energy Storage | 0 | 0 | 10 | 0 | 0 | 0 | 0 | 0 | 0 | 0 | 0 | 0 | Sunation Solar Systems | 1 | [5 empty] | FALSE
1746 | 1754 | 1755 | Home B in 11783 |  |  |  |  | Aug 5, 2020 | K - Long Island | Energy Storage | 0 | 0 | 10 | 0 | 0 | 0 | 0 | 0 | 0 | 0 | 0 | 0 | EmPower CES | 1 | [5 empty] | FALSE
1747 | 1755 | 1756 | Home B in 11784 |  |  |  |  | Dec 14, 2018 | K - Long Island | Energy Storage | 0 | 0 | 5 | 0 | 0 | 0 | 0 | 0 | 0 | 0 | 0 | 0 | SolarCity (now Tesla) | 1 | [5 empty] | FALSE
1748 | 1756 | 1757 | Home C in 11784 |  |  |  |  | Jul 31, 2020 | K - Long Island | Energy Storage | 0 | 0 | 10 | 0 | 0 | 0 | 0 | 0 | 0 | 0 | 0 | 0 | EmPower CES | 1 | [5 empty] | FALSE
1749 | 1757 | 1758 | Home D in 11787 |  |  |  |  | Oct 19, 2018 | I - Dunwoodie | Energy Storage | 0 | 0 | 5 | 0 | 0 | 0 | 0 | 0 | 0 | 0 | 0 | 0 | EmPower CES | 1 | [5 empty] | FALSE
1750 | 1758 | 1759 | Home B in 11790 |  |  |  |  | May 4, 2020 | G - Hudson Valley | Energy Storage | 0 | 0 | 10 | 0 | 0 | 0 | 0 | 0 | 0 | 0 | 0 | 0 | Sunation Solar Systems | 1 | [5 empty] | FALSE
1751 | 1759 | 1760 | Home C in 11790 |  |  |  |  | Jun 30, 2020 | C - Central | Energy Storage | 0 | 0 | 5 | 0 | 0 | 0 | 0 | 0 | 0 | 0 | 0 | 0 | Sunation Solar Systems | 1 | [5 empty] | FALSE
1752 | 1760 | 1761 | Home G in 11791 |  |  |  |  | Aug 9, 2018 | K - Long Island | Energy Storage | 0 | 0 | 10 | 0 | 0 | 0 | 0 | 0 | 0 | 0 | 0 | 0 | Tesla Energy Operations, Inc. | 1 | [5 empty] | FALSE
1753 | 1761 | 1762 | Home C in 11793 |  |  |  |  | May 30, 2019 | I - Dunwoodie | Energy Storage | 0 | 0 | 10 | 0 | 0 | 0 | 0 | 0 | 0 | 0 | 0 | 0 | Tesla Energy Operations, Inc. | 1 | [5 empty] | FALSE
1754 | 1762 | 1763 | Home A in 11801 |  |  |  |  | Apr 1, 2020 | I - Dunwoodie | Energy Storage | 0 | 0 | 5 | 0 | 0 | 0 | 0 | 0 | 0 | 0 | 0 | 0 | EmPower CES | 1 | [5 empty] | FALSE
1755 | 1763 | 1764 | Home B in 11801 |  |  |  |  | May 11, 2018 | I - Dunwoodie | Energy Storage | 0 | 0 | 5 | 0 | 0 | 0 | 0 | 0 | 0 | 0 | 0 | 0 | Sunrun | 1 | [5 empty] | FALSE
1756 | 1764 | 1765 | Home C in 11801 |  |  |  |  | Jun 6, 2018 | K - Long Island | Energy Storage | 0 | 0 | 5 | 0 | 0 | 0 | 0 | 0 | 0 | 0 | 0 | 0 | Sunrun | 1 | [5 empty] | FALSE
1757 | 1765 | 1766 | Home D in 11801 |  |  |  |  | Oct 4, 2018 | K - Long Island | Energy Storage | 0 | 0 | 5 | 0 | 0 | 0 | 0 | 0 | 0 | 0 | 0 | 0 | Sunrun | 1 | [5 empty] | FALSE
1758 | 1766 | 1767 | Home B in 11803 |  |  |  |  | May 1, 2020 | G - Hudson Valley | Energy Storage | 0 | 0 | 5 | 0 | 0 | 0 | 0 | 0 | 0 | 0 | 0 | 0 | Tesla Energy Operations, Inc. | 1 | [5 empty] | FALSE
1759 | 1767 | 1768 | Home C in 11803 |  |  |  |  | Jul 24, 2020 | K - Long Island | Energy Storage | 0 | 0 | 15 | 0 | 0 | 0 | 0 | 0 | 0 | 0 | 0 | 0 | Tesla Energy Operations, Inc. | 1 | [5 empty] | FALSE
1760 | 1768 | 1769 | Home D in 11803 |  |  |  |  | Jul 13, 2020 | K - Long Island | Energy Storage | 0 | 0 | 10 | 0 | 0 | 0 | 0 | 0 | 0 | 0 | 0 | 0 | Sunation Solar Systems | 1 | [5 empty] | FALSE
1761 | 1769 | 1770 | Home A in 11901 |  |  |  |  | Aug 5, 2020 | K - Long Island | Energy Storage | 0 | 0 | 10 | 0 | 0 | 0 | 0 | 0 | 0 | 0 | 0 | 0 | Tesla Energy Operations, Inc. | 1 | [5 empty] | FALSE
1762 | 1770 | 1771 | Home A in 11931 |  |  |  |  | Nov 1, 2017 | K - Long Island | Energy Storage | 0 | 0 | 10 | 0 | 0 | 0 | 0 | 0 | 0 | 0 | 0 | 0 | Tesla Energy Operations, Inc. | 1 | [5 empty] | FALSE
1763 | 1771 | 1772 | Home K in 11937 |  |  |  |  | Feb 5, 2019 | H - Millwood | Energy Storage | 0 | 0 | 5 | 0 | 0 | 0 | 0 | 0 | 0 | 0 | 0 | 0 | Tesla Energy Operations, Inc. | 1 | [5 empty] | FALSE
1764 | 1772 | 1773 | Home A in 11950 |  |  |  |  | Mar 14, 2018 | H - Millwood | Energy Storage | 0 | 0 | 5 | 0 | 0 | 0 | 0 | 0 | 0 | 0 | 0 | 0 | Sunrun | 1 | [5 empty] | FALSE
1765 | 1773 | 1774 | Home C in 11954 |  |  |  |  | Jun 12, 2020 | B - Genessee | Energy Storage | 0 | 0 | 5 | 0 | 0 | 0 | 0 | 0 | 0 | 0 | 0 | 0 | Green Logic | 1 | [5 empty] | FALSE
1766 | 1774 | 1775 | Home D in 11954 |  |  |  |  | Jul 13, 2020 | K - Long Island | Energy Storage | 0 | 0 | 15 | 0 | 0 | 0 | 0 | 0 | 0 | 0 | 0 | 0 | Tesla Energy Operations, Inc. | 1 | [5 empty] | FALSE
1767 | 1775 | 1776 | Home A in 11959 |  |  |  |  | Oct 4, 2017 | K - Long Island | Energy Storage | 0 | 0 | 5 | 0 | 0 | 0 | 0 | 0 | 0 | 0 | 0 | 0 | Green Logic | 1 | [5 empty] | FALSE
1768 | 1776 | 1777 | Home B in 11961 |  |  |  |  | Dec 14, 2018 | I - Dunwoodie | Energy Storage | 0 | 0 | 10 | 0 | 0 | 0 | 0 | 0 | 0 | 0 | 0 | 0 | Sunation Solar Systems | 1 | [5 empty] | FALSE
1769 | 1777 | 1778 | Home A in 11978 |  |  |  |  | Mar 19, 2018 | K - Long Island | Energy Storage | 0 | 0 | 10 | 0 | 0 | 0 | 0 | 0 | 0 | 0 | 0 | 0 | Sunation Solar Systems | 1 | [5 empty] | FALSE
1771 | 1779 | 1780 | Home A in 12027 |  |  |  |  | Jun 28, 2018 | K - Long Island | Energy Storage | 0 | 0 | 9.6 | 0 | 0 | 0 | 0 | 0 | 0 | 0 | 0 | 0 | AEC Solar | 1 | [5 empty] | FALSE
1772 | 1780 | 1781 | Home A in 12037 |  |  |  |  | Apr 11, 2018 | K - Long Island | Energy Storage | 0 | 0 | 5.8 | 0 | 0 | 0 | 0 | 0 | 0 | 0 | 0 | 0 | SunCommon | 1 | [5 empty] | FALSE
1773 | 1781 | 1782 | Home A in 12083 |  |  |  |  | Feb 9, 2018 | K - Long Island | Energy Storage | 0 | 0 | 9 | 0 | 0 | 0 | 0 | 0 | 0 | 0 | 0 | 0 | Hudson Solar | 1 | [5 empty] | FALSE
1774 | 1782 | 1783 | Home A in 12193 |  |  |  |  | Jan 17, 2018 | K - Long Island | Energy Storage | 0 | 0 | 6.8 | 0 | 0 | 0 | 0 | 0 | 0 | 0 | 0 | 0 | Hudson Solar | 1 | [5 empty] | FALSE
1775 | 1783 | 1784 | Home B in 12306 |  |  |  |  | Aug 27, 2020 | F - Capital | Energy Storage | 0 | 0 | 10 | 0 | 0 | 0 | 0 | 0 | 0 | 0 | 0 | 0 | Tesla Energy Operations, Inc. | 1 | [5 empty] | FALSE
1776 | 1784 | 1785 | Home C in 12401 |  |  |  |  | Oct 31, 2017 | K - Long Island | Energy Storage | 0 | 0 | 4.5 | 0 | 0 | 0 | 0 | 0 | 0 | 0 | 0 | 0 | Hudson Solar | 1 | [5 empty] | FALSE
1777 | 1785 | 1786 | Home D in 12401 |  |  |  |  | Jun 8, 2018 | K - Long Island | Energy Storage | 0 | 0 | 6 | 0 | 0 | 0 | 0 | 0 | 0 | 0 | 0 | 0 | Hudson Solar | 1 | [5 empty] | FALSE
1778 | 1786 | 1787 | Home E in 12401 |  |  |  |  | Jan 25, 2018 | K - Long Island | Energy Storage | 0 | 0 | 6 | 0 | 0 | 0 | 0 | 0 | 0 | 0 | 0 | 0 | Hudson Solar | 1 | [5 empty] | FALSE
1779 | 1787 | 1788 | Home F in 12401 |  |  |  |  | Jan 23, 2018 | K - Long Island | Energy Storage | 0 | 0 | 7.6 | 0 | 0 | 0 | 0 | 0 | 0 | 0 | 0 | 0 | SolarCity (now Tesla) | 1 | [5 empty] | FALSE
1780 | 1788 | 1789 | Home G in 12401 |  |  |  |  | Mar 29, 2018 | K - Long Island | Energy Storage | 0 | 0 | 5 | 0 | 0 | 0 | 0 | 0 | 0 | 0 | 0 | 0 | SunCommon | 1 | [5 empty] | FALSE
1781 | 1789 | 1790 | Home A in 12404 |  |  |  |  | Dec 20, 2017 | K - Long Island | Energy Storage | 0 | 0 | 9.8 | 0 | 0 | 0 | 0 | 0 | 0 | 0 | 0 | 0 | SolarCity (now Tesla) | 1 | [5 empty] | FALSE
1782 | 1790 | 1791 | Home D in 12409 |  |  |  |  | Mar 6, 2018 | K - Long Island | Energy Storage | 0 | 0 | 3.3 | 0 | 0 | 0 | 0 | 0 | 0 | 0 | 0 | 0 |  | 1 | [5 empty] | FALSE
1783 | 1791 | 1792 | Home A in 12412 |  |  |  |  | Apr 4, 2018 | K - Long Island | Energy Storage | 0 | 0 | 10 | 0 | 0 | 0 | 0 | 0 | 0 | 0 | 0 | 0 | SunCommon | 1 | [5 empty] | FALSE
1784 | 1792 | 1793 | Home A in 12419 |  |  |  |  | Nov 1, 2017 | K - Long Island | Energy Storage | 0 | 0 | 4.5 | 0 | 0 | 0 | 0 | 0 | 0 | 0 | 0 | 0 | Hudson Solar | 1 | [5 empty] | FALSE
1785 | 1793 | 1794 | Home C in 12431 |  |  |  |  | Jul 31, 2017 | K - Long Island | Energy Storage | 0 | 0 | 25 | 0 | 0 | 0 | 0 | 0 | 0 | 0 | 0 | 0 | Hudson Solar | 1 | [5 empty] | FALSE
1786 | 1794 | 1795 | Home E in 12446 |  |  |  |  | Feb 10, 2020 | G - Hudson Valley | Energy Storage | 0 | 0 | 6 | 0 | 0 | 0 | 0 | 0 | 0 | 0 | 0 | 0 |  | 1 | [5 empty] | FALSE
1787 | 1795 | 1796 | Home F in 12446 |  |  |  |  | Mar 13, 2018 | K - Long Island | Energy Storage | 0 | 0 | 4.5 | 0 | 0 | 0 | 0 | 0 | 0 | 0 | 0 | 0 | Solar Alchemy Inc | 1 | [5 empty] | FALSE
1788 | 1796 | 1797 | Home C in 12457 |  |  |  |  | Feb 9, 2018 | K - Long Island | Energy Storage | 0 | 0 | 4.5 | 0 | 0 | 0 | 0 | 0 | 0 | 0 | 0 | 0 | Solar Generation | 1 | [5 empty] | FALSE
1789 | 1797 | 1798 | Home B in 12458 |  |  |  |  | May 10, 2018 | K - Long Island | Energy Storage | 0 | 0 | 4.5 | 0 | 0 | 0 | 0 | 0 | 0 | 0 | 0 | 0 | Solar Alchemy Inc | 1 | [5 empty] | FALSE
1790 | 1798 | 1799 | Home A in 12469 |  |  |  |  | Aug 31, 2017 | K - Long Island | Energy Storage | 0 | 0 | 6 | 0 | 0 | 0 | 0 | 0 | 0 | 0 | 0 | 0 | Green Power Solutions | 1 | [5 empty] | FALSE
1791 | 1799 | 1800 | Home C in 12498 |  |  |  |  | May 17, 2018 | K - Long Island | Energy Storage | 0 | 0 | 7.6 | 0 | 0 | 0 | 0 | 0 | 0 | 0 | 0 | 0 | SolarCity (now Tesla) | 1 | [5 empty] | FALSE
1792 | 1800 | 1801 | Home A in 12526 |  |  |  |  | Aug 25, 2020 | F - Capital | Energy Storage | 0 | 0 | 5 | 0 | 0 | 0 | 0 | 0 | 0 | 0 | 0 | 0 | SunCommon | 1 | [5 empty] | FALSE
1793 | 1801 | 1802 | Home B in 12528 |  |  |  |  | Jul 13, 2017 | K - Long Island | Energy Storage | 0 | 0 | 2.9 | 0 | 0 | 0 | 0 | 0 | 0 | 0 | 0 | 0 | New York State Solar Farm | 1 | [5 empty] | FALSE
1794 | 1802 | 1803 | Home B in 12529 |  |  |  |  | Aug 18, 2020 | F - Capital | Energy Storage | 0 | 0 | 5 | 0 | 0 | 0 | 0 | 0 | 0 | 0 | 0 | 0 | SunCommon | 1 | [5 empty] | FALSE
1795 | 1803 | 1804 | Home B in 12549 |  |  |  |  | Feb 8, 2018 | K - Long Island | Energy Storage | 0 | 0 | 6 | 0 | 0 | 0 | 0 | 0 | 0 | 0 | 0 | 0 | SolarCity (now Tesla) | 1 | [5 empty] | FALSE
1796 | 1804 | 1805 | Facility A in 12550 |  |  |  |  | Dec 1, 2017 | K - Long Island | Energy Storage | 0 | 0 | 120 | 0 | 0 | 0 | 0 | 0 | 0 | 0 | 0 | 0 | CB&I | 1 | [5 empty] | FALSE
1797 | 1805 | 1806 | Home F in 12550 |  |  |  |  | Apr 4, 2018 | K - Long Island | Energy Storage | 0 | 0 | 6 | 0 | 0 | 0 | 0 | 0 | 0 | 0 | 0 | 0 | SolarCity (now Tesla) | 1 | [5 empty] | FALSE
1798 | 1806 | 1807 | Home A in 12567 |  |  |  |  | Oct 6, 2017 | K - Long Island | Energy Storage | 0 | 0 | 5.5 | 0 | 0 | 0 | 0 | 0 | 0 | 0 | 0 | 0 | Hudson Solar | 1 | [5 empty] | FALSE
1799 | 1807 | 1808 | Home A in 12569 |  |  |  |  | Jul 13, 2017 | K - Long Island | Energy Storage | 0 | 0 | 6 | 0 | 0 | 0 | 0 | 0 | 0 | 0 | 0 | 0 | Hudson Solar | 1 | [5 empty] | FALSE
1800 | 1808 | 1809 | Home B in 12569 |  |  |  |  | Dec 18, 2017 | K - Long Island | Energy Storage | 0 | 0 | 11.2 | 0 | 0 | 0 | 0 | 0 | 0 | 0 | 0 | 0 | SolarCity (now Tesla) | 1 | [5 empty] | FALSE
1801 | 1809 | 1810 | Home A in 12580 |  |  |  |  | Nov 1, 2017 | K - Long Island | Energy Storage | 0 | 0 | 9.6 | 0 | 0 | 0 | 0 | 0 | 0 | 0 | 0 | 0 | Hudson Solar | 1 | [5 empty] | FALSE
1802 | 1810 | 1811 | Home C in 12583 |  |  |  |  | Apr 6, 2018 | J - New York City | Energy Storage | 0 | 0 | 19 | 0 | 0 | 0 | 0 | 0 | 0 | 0 | 0 | 0 | Hudson Solar | 1 | [5 empty] | FALSE
1803 | 1811 | 1812 | Home F in 12603 |  |  |  |  | Mar 5, 2018 | K - Long Island | Energy Storage | 0 | 0 | 3.8 | 0 | 0 | 0 | 0 | 0 | 0 | 0 | 0 | 0 | Sunrun | 1 | [5 empty] | FALSE
1804 | 1812 | 1813 | Home A in 12758 |  |  |  |  | Mar 8, 2018 | K - Long Island | Energy Storage | 0 | 0 | 4.5 | 0 | 0 | 0 | 0 | 0 | 0 | 0 | 0 | 0 | Solar Alchemy Inc | 1 | [5 empty] | FALSE
1806 | 1814 | 1815 | Home A in 13021 |  |  |  |  | Aug 19, 2020 | C - Central | Energy Storage | 0 | 0 | 8.4 | 0 | 0 | 0 | 0 | 0 | 0 | 0 | 0 | 0 | Qwik Solar | 1 | [5 empty] | FALSE
1807 | 1815 | 1816 | Home A in 13068 |  |  |  |  | May 18, 2018 | K - Long Island | Energy Storage | 0 | 0 | 12.5 | 0 | 0 | 0 | 0 | 0 | 0 | 0 | 0 | 0 | Sungineer Solar | 1 | [5 empty] | FALSE
1808 | 1816 | 1817 | Home A in 13304 |  |  |  |  | Sep 4, 2020 | E - Mohawk Valley | Energy Storage | 0 | 0 | 8 | 0 | 0 | 0 | 0 | 0 | 0 | 0 | 0 | 0 | J and A Electrical Construction LLC | 1 | [5 empty] | FALSE
1809 | 1817 | 1818 | Home A in 14221 |  |  |  |  | Aug 28, 2020 | A - West | Energy Storage | 0 | 0 | 5.8 | 0 | 0 | 0 | 0 | 0 | 0 | 0 | 0 | 0 | Solar Liberty | 1 | [5 empty] | FALSE
1810 | 1818 | 1819 | Home A in 14456 |  |  |  |  | Aug 27, 2020 | C - Central | Energy Storage | 0 | 0 | 8.4 | 0 | 0 | 0 | 0 | 0 | 0 | 0 | 0 | 0 | Qwik Solar | 1 | [5 empty] | FALSE
1812 | 1820 | 1821 | Home A in 14813 |  |  |  |  | Apr 11, 2018 | K - Long Island | Energy Storage | 0 | 0 | 5.8 | 0 | 0 | 0 | 0 | 0 | 0 | 0 | 0 | 0 | Solar Liberty | 1 | [5 empty] | FALSE
1813 | 1821 | 1822 | Home A in 14850 |  |  |  |  | Apr 4, 2018 | K - Long Island | Energy Storage | 0 | 0 | 70 | 0 | 0 | 0 | 0 | 0 | 0 | 0 | 0 | 0 | Tesla Energy Operations, Inc. | 1 | [5 empty] | FALSE
1814 | 1822 | 1823 | Home B in 14850 |  |  |  |  | Aug 20, 2020 | C - Central | Energy Storage | 0 | 0 | 11.6 | 0 | 0 | 0 | 0 | 0 | 0 | 0 | 0 | 0 | ETM Solar Works | 1 | [5 empty] | FALSE
1815 | 1823 | 1824 | Home C in 14850 |  |  |  |  | Aug 11, 2020 | C - Central | Energy Storage | 0 | 0 | 0 | 0 | 0 | 0 | 0 | 0 | 0 | 0 | 0 | 0 | Tesla Energy Operations, Inc. | 1 | [5 empty] | FALSE
1816 | 1824 | 1825 | Home A in 14882 |  |  |  |  | Apr 19, 2018 | K - Long Island | Energy Storage | 0 | 0 | 70 | 0 | 0 | 0 | 0 | 0 | 0 | 0 | 0 | 0 | Tesla Energy Operations, Inc. | 1 | [5 empty] | FALSE
1817 | 1825 | 1826 | Domino - Building E |  | Domino - Building E | Domino - Building E | 200 |  | J - New York City | CHP | 200 | 2452 | 0 | 0 | 0 | 0 | 0 | 0 | 0 | 0 | 0 | 0 | Tecogen, Inc. | 2 | 2020-09-10 | 2023-12-31 |  |  |  | TRUE | TRUE | TRUE
1818 | 1826 | 1827 | Little Falls Solar, LLC |  | Little Falls Solar I, LLC - 138 Valley View Drive | Little Falls Solar I, LLC - 138 Valley View Drive | 2957.04 |  | E - Mohawk Valley | Solar PV | 2957.04 | 0 | 0 | 0 | 0 | 0 | 0 | 0 | 0 | 0 | 0 | 0 | Nexamp | 1 | 2020-09-18 |  |  |  |  | TRUE
1819 | 1827 | 1828 | IKEA |  | IKEA - 1 Beard Street #1 | Bloom Clean Power Project - 1 Beard Street #1 |  |  | J - New York City | Fuel Cell | 262.5 | 0 | 0 | 0 | 0 | 0 | 0 | 0 | 0 | 0 | 0 | 0 | Bloom Energy | 1 | 2020-10-08 | 2023-09-30 |  |  |  | TRUE
1820 | 1827 | 1828 | IKEA |  | IKEA - 1 Beard Street #2 | Bloom Clean Power Project - 1 Beard Street #2 |  |  | J - New York City | Fuel Cell | 150 | 0 | 0 | 0 | 0 | 0 | 0 | 0 | 0 | 0 | 0 | 0 | Bloom Energy | 1 | 2020-10-08 | 2023-09-30 |  |  |  | TRUE
1821 | 1828 | 1829 | Fresh Direct |  | Fresh Direct | Fresh Direct |  |  | J - New York City | CHP | 1000 | 4410 | 0 | 0 | 0 | 0 | 0 | 0 | 0 | 0 | 0 | 0 | RSP Systems | 1 | 2020-10-15 | 2023-12-31 |  |  |  | TRUE |  |  |  | TRUE | FALSE | Manual
1822 | 1829 | 1830 | The Mayfair |  | 301 East 69th Street | The Mayfair | 100 |  | J - New York City | CHP | 100 | 700 | 0 | 0 | 0 | 0 | 0 | 0 | 0 | 0 | 0 | 0 | Tecogen, Inc. | 1 | 2020-03-19 | 2023-06-24 |  |  |  |  | TRUE | TRUE | FALSE | FALSE | FALSE | Manual | TRUE
1823 | 1830 | 1831 | Lakeside Towers |  | Lakeside Towers | Lakeside Towers | 125 |  | J - New York City | CHP | 125 | 780 | 0 | 0 | 0 | 0 | 0 | 0 | 0 | 0 | 0 | 0 | Tecogen, Inc. | 1 | 2020-01-10 | 2023-12-31 |  |  | FALSE |  | TRUE | FALSE | FALSE | FALSE | FALSE | Manual | TRUE
1824 | 1831 | 1832 | Lucida |  | Lucida | The Lucida | 125 |  | J - New York City | CHP | 125 | 780 | 0 | 0 | 0 | 0 | 0 | 0 | 0 | 0 | 0 | 0 | Tecogen, Inc. | 1 | 2020-01-08 | 2023-12-31 |  |  |  |  | TRUE | TRUE | FALSE | TRUE | FALSE | Manual | TRUE
1826 | 1832 | 1833 | 1249 Park Ave |  | 1249 Park Ave | 1249 Park Ave |  | April 2020 | J - New York City | CHP | 100 | 613 | 0 | 0 | 0 | 0 | 0 | 0 | 0 | 0 | 0 | 0 | Tecogen, Inc. | 1 | 2020-04-01 | 2023-08-26 |  |  |  | TRUE | TRUE | TRUE | FALSE | FALSE | FALSE | Manual
1827 | 1833 | 1834 | Whitehaven Solar A, LLC - 1621 Whitehaven Road Solar Unit A - PV Systems |  | Whitehaven Solar A, LLC - 1621 Whitehaven Road Solar Unit A - PV Systems | Whitehaven Solar A, LLC - 1621 Whitehaven Road Solar Unit A - PV Systems | 6887.16 |  | A - West | Solar PV | 6887.16 | 0 | 0 | 0 | 0 | 0 | 0 | 0 | 0 | 0 | 0 | 0 | BayWa RE | 1 | 2020-06-12 |  |  |  |  | TRUE
1828 | 1834 | 1835 | Dutchess County Airport |  | Dutchess County Airport | Dutchess County Airport | 2173.5 |  | G - Hudson Valley | Solar PV | 2173.5 | 0 | 0 | 0 | 0 | 0 | 0 | 0 | 0 | 0 | 0 | 0 | Tesla, Inc. | 1 | 2020-10-05 | 2022-11-22 |  |  |  | TRUE
1829 | 1835 | 1836 | GE Solar - 80 Cheltingham Ave - PV Systems |  | GE Solar - 80 Cheltingham Ave - PV Systems | GE Solar - 80 Cheltingham Ave - PV Systems | 3500.64 |  | F - Capital | Solar PV | 3500.64 | 0 | 0 | 0 | 0 | 0 | 0 | 0 | 0 | 0 | 0 | 0 | Distributed Solar Operations, LLC | 1 | 2020-09-23 | 2024-01-08 |  |  |  | TRUE
1830 | 1836 | 1837 | POD Hotel |  | POD Hotel | POD Hotel |  |  | J - New York City | CHP | 130 | 776 | 0 | 0 | 0 | 0 | 0 | 0 | 0 | 0 | 0 | 0 | RSP Systems | 2 | 2020-10-15 | 2023-12-31 |  |  |  | TRUE | TRUE |  |  | TRUE
1831 | 1837 | 1838 | Morris Avenue Apartments II |  | Morris Apartments II | Morris Apartments II |  |  | J - New York City | CHP | 65 | 388 | 0 | 0 | 0 | 0 | 0 | 0 | 0 | 0 | 0 | 0 | RSP Systems | 1 | 2020-10-15 | 2023-12-31 |  |  |  | TRUE | TRUE |  |  | TRUE
1832 | 1838 | 1839 | La Casa Del Mundo |  | La Casa Del Mundo | La Casa Del Mundo | 65 |  | J - New York City | CHP | 65 | 388 | 0 | 0 | 0 | 0 | 0 | 0 | 0 | 0 | 0 | 0 | RSP Systems | 1 | 2020-10-15 | 2023-12-31 |  |  |  | TRUE | TRUE
1833 | 1839 | 1840 | Memorial Sloan Kettering (SKCC) |  | Memorial Sloan Kettering (SKCC) | Memorial Sloan Kettering (SKCC) | 1000 |  | J - New York City | CHP | 1000 | 4410 | 0 | 0 | 0 | 0 | 0 | 0 | 0 | 0 | 0 | 0 | RSP Systems | 1 | 2020-10-15 | 2023-12-31 |  |  |  | TRUE | TRUE
1834 | 1840 | 1841 | Kings County Hospital |  | Kings Country Hospital | Kings County Hospital | 1600 |  | J - New York City | CHP | 1600 | 6599 | 0 | 0 | 0 | 0 | 0 | 0 | 0 | 0 | 0 | 0 | RSP Systems | 2 | 2020-10-15 | 2023-12-31 |  |  |  | TRUE | TRUE
1835 | 1841 | 1842 | 63 Wall Street |  | 63 Wall Street | 63 Wall Street | 300 |  | J - New York City | CHP | 300 | 1929 | 0 | 0 | 0 | 0 | 0 | 0 | 0 | 0 | 0 | 0 | Aegis Energy Services, Inc. | 3 | 2020-10-30 | 2023-12-31 |  |  | FALSE |  | TRUE | TRUE | FALSE | FALSE
1836 | 1842 | 1843 | 315 East 68th |  | 315 East 68th | 315 East 68th | 125 |  | J - New York City | CHP | 125 | 780 | 0 | 0 | 0 | 0 | 0 | 0 | 0 | 0 | 0 | 0 | Tecogen, Inc. | 1 | 2020-10-14 | 2023-12-31 |  |  |  |  | TRUE | TRUE |  |  | FALSE | Manual
1837 | 1843 | 1844 | High Peaks Solar |  | High Peaks Solar – 81953 | High Peaks Solar – 81953 | 3041.28 |  | C - Central | Solar PV | 3041.28 | 0 | 0 | 0 | 0 | 0 | 0 | 0 | 0 | 0 | 0 | 0 | Bullrock Corporation | 1 | 2020-09-27 |  |  |  |  | TRUE
1838 | 1844 | 1845 | Home D in 12572 |  |  |  |  | Sep 25, 2020 | G - Hudson Valley | Energy Storage |  |  | 10 | [9 empty] | Tesla Energy Operations, Inc. | 1 | [5 empty] | FALSE
1839 | 1845 | 1846 | Home B in 10516 |  |  |  |  | Sep 21, 2020 | G - Hudson Valley | Energy Storage |  |  | 5 | [9 empty] | SunCommon | 1 | [5 empty] | FALSE
1840 | 1846 | 1847 | Home B in 12414 |  |  |  |  | Sep 18, 2020 | G - Hudson Valley | Energy Storage |  |  | 5 | [9 empty] | Tesla Energy Operations, Inc. | 1 | [5 empty] | FALSE
1841 | 1847 | 1848 | Home A in 12545 |  |  |  |  | Sep 14, 2020 | G - Hudson Valley | Energy Storage |  |  | 5 | [9 empty] | New York State Solar Farm | 1 | [5 empty] | FALSE
1842 | 1848 | 1849 | Home E in 12533 |  |  |  |  | Sep 9, 2020 | G - Hudson Valley | Energy Storage |  |  | 20 | [9 empty] | Tesla Energy Operations, Inc. | 1 | [5 empty] | FALSE
1843 | 1849 | 1850 | Home C in 12561 |  |  |  |  | Sep 1, 2020 | G - Hudson Valley | Energy Storage |  |  | 10 | [9 empty] | Tesla Energy Operations, Inc. | 1 | [5 empty] | FALSE
1844 | 1850 | 1851 | Home B in 12580 |  |  |  |  | Sep 1, 2020 | G - Hudson Valley | Energy Storage |  |  | 5 | [9 empty] | SunCommon | 1 | [5 empty] | FALSE
1845 | 1851 | 1852 | Home D in 10543 |  |  |  |  | Sep 28, 2020 | I - Dunwoodie | Energy Storage |  |  | 30 | [9 empty] | ConEdison Solutions | 1 | [5 empty] | FALSE
1847 | 1853 | 1854 | Home D in 10603 |  |  |  |  | Sep 22, 2020 | I - Dunwoodie | Energy Storage |  |  | 25 | [9 empty] | Sunrun | 1 | [5 empty] | FALSE
1848 | 1854 | 1855 | Home A in 10570 |  |  |  |  | Sep 14, 2020 | I - Dunwoodie | Energy Storage |  |  | 5 | [9 empty] | Sunrun | 1 | [5 empty] | FALSE
1849 | 1855 | 1856 | Home F in 10520 |  |  |  |  | Sep 11, 2020 | G - Hudson Valley | Energy Storage |  |  | 10 | [9 empty] | SolarCity (now Tesla) | 1 | [5 empty] | FALSE
1850 | 1856 | 1857 | Home A in 12110 |  |  |  |  | Sep 17, 2020 | F - Capital | Energy Storage |  |  | 15 | [9 empty] | AEC Solar | 1 | [5 empty] | FALSE
1851 | 1857 | 1858 | Home A in 12831 |  |  |  |  | Sep 14, 2020 | F - Capital | Energy Storage |  |  | 10 | [9 empty] | SolarCity (now Tesla) | 1 | [5 empty] | FALSE
1852 | 1858 | 1859 | Home B in 13365 |  |  |  |  | Sep 11, 2020 | E - Mohawk Valley | Energy Storage |  |  | 2000 | [9 empty] | Nexamp | 1 | [5 empty] | FALSE
1853 | 1859 | 1860 | Home A in 14871 |  |  |  |  | Sep 23, 2020 | C - Central | Energy Storage |  |  | 5.8 | [9 empty] | ETM Solar Works | 1 | [5 empty] | FALSE
1854 | 1860 | 1861 | Home C in 12529 |  |  |  |  | Sep 18, 2020 | F - Capital | Energy Storage |  |  | 7 | [9 empty] | Kasselman Solar | 1 | [5 empty] | FALSE
1855 | 1861 | 1862 | Home B in 12168 |  |  |  |  | Sep 14, 2020 | F - Capital | Energy Storage |  |  | 7 | [9 empty] | Kasselman Solar | 1 | [5 empty] | FALSE
1856 | 1862 | 1863 | Home H in 11561 |  |  |  |  | Sep 30, 2020 | K - Long Island | Energy Storage |  |  | 10 | [9 empty] | Sunation Solar Systems | 1 | [5 empty] | FALSE
1857 | 1863 | 1864 | Home B in 11959 |  |  |  |  | Sep 24, 2020 | K - Long Island | Energy Storage |  |  | 10 | [9 empty] | Green Logic | 1 | [5 empty] | FALSE
1858 | 1864 | 1865 | Home A in 11946 |  |  |  |  | Sep 22, 2020 | K - Long Island | Energy Storage |  |  | 10 | [9 empty] | Tesla Energy Operations, Inc. | 1 | [5 empty] | FALSE
1859 | 1865 | 1866 | Home G in 11003 |  |  |  |  | Sep 21, 2020 | K - Long Island | Energy Storage |  |  | 10 | [9 empty] | Tesla Energy Operations, Inc. | 1 | [5 empty] | FALSE
1860 | 1866 | 1867 | Home E in 11803 |  |  |  |  | Sep 18, 2020 | K - Long Island | Energy Storage |  |  | 5 | [9 empty] | Sunrun | 1 | [5 empty] | FALSE
1861 | 1867 | 1868 | Home B in 11804 |  |  |  |  | Sep 17, 2020 | K - Long Island | Energy Storage |  |  | 10 | [9 empty] | EmPower CES | 1 | [5 empty] | FALSE
1862 | 1868 | 1869 | Home C in 11023 |  |  |  |  | Sep 16, 2020 | K - Long Island | Energy Storage |  |  | 5 | [9 empty] | Tesla Energy Operations, Inc. | 1 | [5 empty] | FALSE
1863 | 1869 | 1870 | Home D in 11590 |  |  |  |  | Sep 16, 2020 | K - Long Island | Energy Storage |  |  | 10 | [9 empty] | Hytech Solar Inc. | 1 | [5 empty] | FALSE
1864 | 1870 | 1871 | Home A in 11518 |  |  |  |  | Sep 15, 2020 | K - Long Island | Energy Storage |  |  | 10 | [9 empty] | Tesla Energy Operations, Inc. | 1 | [5 empty] | FALSE
1865 | 1871 | 1872 | Home A in 11547 |  |  |  |  | Sep 14, 2020 | K - Long Island | Energy Storage |  |  | 5 | [9 empty] | Sunrun | 1 | [5 empty] | FALSE
1866 | 1872 | 1873 | Home A in 11714 |  |  |  |  | Sep 14, 2020 | K - Long Island | Energy Storage |  |  | 15 | [9 empty] | Harvest Power | 1 | [5 empty] | FALSE
1867 | 1873 | 1874 | Home E in 11590 |  |  |  |  | Sep 10, 2020 | K - Long Island | Energy Storage |  |  | 10 | [9 empty] | EmPower CES | 1 | [5 empty] | FALSE
1868 | 1874 | 1875 | Home D in 11720 |  |  |  |  | Sep 9, 2020 | K - Long Island | Energy Storage |  |  | 10 | [9 empty] | Tesla Energy Operations, Inc. | 1 | [5 empty] | FALSE
1869 | 1875 | 1876 | Home B in 11946 |  |  |  |  | Sep 3, 2020 | K - Long Island | Energy Storage |  |  | 5 | [9 empty] | Sunrun | 1 | [5 empty] | FALSE
1870 | 1876 | 1877 | Home E in 11710 |  |  |  |  | Sep 2, 2020 | K - Long Island | Energy Storage |  |  | 5 | [9 empty] | EmPower CES | 1 | [5 empty] | FALSE
1871 | 1877 | 1878 | 60 Sutton Place |  | 60 Sutton Place | 60 Sutton Place | 250 |  | J - New York City | CHP | 250 | 1560 | 0 | 0 | 0 | 0 | 0 | 0 | 0 | 0 | 0 | 0 | Tecogen, Inc. | 2 | 2019-10-31 | 2023-03-31 |  |  |  | TRUE | TRUE | TRUE
1872 | 1878 | 1879 | Equinix |  | Equinix - 401 Fieldcrest Drive #1 | Bloom Energy Clean Power Project - 401 Fieldcrest Drive #1 | 862.5 |  | I - Dunwoodie | Fuel Cell | 862.5 | 0 | 0 | 0 | 0 | 0 | 0 | 0 | 0 | 0 | 0 | 0 | Bloom Energy | 1 | 2020-09-17 | 2023-08-31 | Equinix Elmsford |  |  | TRUE
1873 | 1879 | 1880 | Borrego Solar Systems, Inc - Allis Rd. |  | Borrego Solar - 173063 | Borrego Solar - 173063 | 7349.265 |  | A - West | Solar PV | 7349.265 | 0 | 0 | 0 | 0 | 0 | 0 | 0 | 0 | 0 | 0 | 0 | AES Distributed Energy | 1 | 2020-11-11 |  |  |  |  | TRUE
1874 | 1880 | 1881 | Borrego Solar Systems, Inc - Beals Rd. |  | Borrego Solar - 174086 | Borrego Solar - 174086 | 5228.685 |  | A - West | Solar PV | 5228.685 | 0 | 0 | 0 | 0 | 0 | 0 | 0 | 0 | 0 | 0 | 0 | AES Distributed Energy | 1 | 2020-11-11 |  |  |  |  | TRUE
1875 | 1881 | 1882 | Bacon Triangle, LLC |  | Bacon Triangle, LLC - 2801 Sharon Turnpike - PV Systems | Bacon Triangle, LLC - 2801 Sharon Turnpike - PV Systems | 719.44 |  | G - Hudson Valley | Solar PV | 719.44 | 0 | 0 | 0 | 0 | 0 | 0 | 0 | 0 | 0 | 0 | 0 | You Save Green, Inc | 1 | 2020-11-24 |  | YSG Solar, LLC - 93073 |  |  | TRUE
1876 | 1882 | 1883 | Pendleton Solar 1 PV - 178542 |  | Pendleton Solar 1 PV - 178542 | Pendleton Solar 1 PV - 178542 | 6066.06 |  | A - West | Solar PV | 6066.06 | 0 | 0 | 0 | 0 | 0 | 0 | 0 | 0 | 0 | 0 | 0 | Nexamp | 1 | 2020-10-23 |  |  |  |  | TRUE
1877 | 1883 | 1884 | General Electric International Inc. - 165456 |  | General Electric International Inc. - 165456 | General Electric International Inc. - 165456 | 4596.8 |  | F - Capital | Solar PV | 4596.8 | 0 | 0 | 0 | 0 | 0 | 0 | 0 | 0 | 0 | 0 | 0 | Distributed Solar Operations, LLC | 1 | 2020-11-11 |  |  |  |  | TRUE
1878 | 1884 | 1885 | Town of Dewitt - 128332 |  | Town of Dewitt - 128332 | Town of Dewitt - 128332 | 2660.85 |  | C - Central | Solar PV | 2660.85 | 0 | 0 | 0 | 0 | 0 | 0 | 0 | 0 | 0 | 0 | 0 | RER Energy Group | 1 | 2020-11-16 |  |  |  |  | TRUE
1879 | 1885 | 1886 | Little Falls Solar, LLC - 187870 |  | Little Falls Solar, LLC - 187870 | Little Falls Solar, LLC - 187870 | 2947.05 |  | E - Mohawk Valley | Solar PV | 2947.05 | 0 | 0 | 0 | 0 | 0 | 0 | 0 | 0 | 0 | 0 | 0 | Nexamp | 1 | 2020-11-20 | 2023-03-01 |  |  |  | TRUE
1880 | 1886 | 1887 | Town of Monroe - 49524 |  | Town of Monroe - 49524 | Town of Monroe - 49524 | 1982.88 |  | G - Hudson Valley | Solar PV | 1982.88 | 0 | 0 | 0 | 0 | 0 | 0 | 0 | 0 | 0 | 0 | 0 | All Bright Electric (dba for Fran Corp.) | 1 | 2020-11-26 |  |  |  |  | TRUE
1881 | 1887 | 1888 | GE Solar - 171278 |  | GE Solar - 171278 | GE Solar - 171278 | 1653.08 |  | F - Capital | Solar PV | 1653.08 | 0 | 0 | 0 | 0 | 0 | 0 | 0 | 0 | 0 | 0 | 0 | Distributed Solar Operations, LLC | 1 | 2020-11-28 |  |  |  |  | TRUE
1882 | 1888 | 1889 | Hales Mills Solar, LLC - 175352 |  | Hales Mills Solar, LLC - 175352 | Hales Mills Solar, LLC - 175352 | 5705.64 |  | F - Capital | Solar PV | 5705.64 | 0 | 0 | 0 | 0 | 0 | 0 | 0 | 0 | 0 | 0 | 0 | Nexamp | 1 | 2020-11-22 |  |  |  |  | TRUE
1883 | 1889 | 1890 | Annadale Community Fuel Cells |  | Annadale Community A | Annadale Community Fuel Cells | 2100 |  | J - New York City | Fuel Cell | 2100 | 0 | 0 | 0 | 0 | 0 | 0 | 0 | 0 | 0 | 0 | 0 | Bloom Energy | 1 | 2020-12-08 | 2023-11-30 |  |  |  | TRUE
1884 | 1889 | 1890 | Annadale Community Fuel Cells |  | Annadale Community B | Annadale Community Fuel Cells | 1575 |  | J - New York City | Fuel Cell | 1575 | 0 | 0 | 0 | 0 | 0 | 0 | 0 | 0 | 0 | 0 | 0 | Bloom Energy | 1 | 2020-12-08 | 2023-11-30 |  |  |  | TRUE
1885 | 1889 | 1890 | Annadale Community Fuel Cells |  | Annadale Community C | Annadale Community Fuel Cells | 2100 |  | J - New York City | Fuel Cell | 2100 | 0 | 0 | 0 | 0 | 0 | 0 | 0 | 0 | 0 | 0 | 0 | Bloom Energy | 1 | 2020-12-08 | 2023-11-30 |  |  |  | TRUE
1886 | 1889 | 1890 | Annadale Community Fuel Cells |  | Annadale Community D | Annadale Community Fuel Cells | 2100 |  | J - New York City | Fuel Cell | 2100 | 0 | 0 | 0 | 0 | 0 | 0 | 0 | 0 | 0 | 0 | 0 | Bloom Energy | 1 | 2020-12-08 | 2023-11-30 |  |  |  | TRUE
1887 | 1890 | 1891 | LR Wheatfield Solar 1, LLC - 166748 |  | LR Wheatfield Solar 1, LLC - 166748 | LR Wheatfield Solar 1, LLC - 166748 | 6296.94 |  | A - West | Solar PV | 6296.94 | 0 | 0 | 0 | 0 | 0 | 0 | 0 | 0 | 0 | 0 | 0 | Borrego Solar (formerly SEC Newco, LLC) | 1 | 2020-11-05 |  |  |  |  | TRUE
1888 | 1891 | 1892 | Taxi 30-02 39th Street |  | Taxi 30-02 39th Street | Taxi 30-02 39th Street | 200 |  | J - New York City | CHP | 200 | 1226 | 0 | 0 | 0 | 0 | 0 | 0 | 0 | 0 | 0 | 0 | Tecogen, Inc. | 2 | 2019-03-21 | 2023-03-31 |  |  |  | TRUE | TRUE | TRUE |  | TRUE
1889 | 1892 | 1893 | OYA Blanchard Road |  | OYA Blanchard Road | OYA Blanchard Road | 7602.4 |  | E - Mohawk Valley | Solar PV | 7602.4 | 0 | 0 | 0 | 0 | 0 | 0 | 0 | 0 | 0 | 0 | 0 | DG New York CS | 1 | 2020-07-10 |  |  |  |  | TRUE
1890 | 1893 | 1895 | OYA Blanchard Road 2 |  | OYA Blanchard Road 2 | OYA Blanchard Road 2 | 7602.4 |  | E - Mohawk Valley | Solar PV | 7602.4 | 0 | 0 | 0 | 0 | 0 | 0 | 0 | 0 | 0 | 0 | 0 | DG New York CS | 1 | 2020-07-01 |  |  |  |  | TRUE
1891 | 1894 | 1418 | OYA NYS Route 12 |  | OYA NYS Route 12 | OYA NYS Route 12 | 7602.4 |  | E - Mohawk Valley | Solar PV | 7602.4 | 0 | 0 | 0 | 0 | 0 | 0 | 0 | 0 | 0 | 0 | 0 | DG New York CS | 1 | 2020-07-14 |  |  |  |  | TRUE
1892 | 1895 | 1896 | OYA Great Lakes Seaway |  | OYA Great Lakes Seaway | OYA Great Lakes Seaway | 7602.4 |  | E - Mohawk Valley | Solar PV | 7602.4 | 0 | 0 | 0 | 0 | 0 | 0 | 0 | 0 | 0 | 0 | 0 | DG New York CS | 1 | 2020-06-30 |  |  |  |  | TRUE
1893 | 1896 | 1897 | OYA 2643 Moore Road |  | OYA 2643 Moore Road - 171328 | OYA 2643 Moore Road - 171328 | 7025.68 |  | A - West | Solar PV | 7025.68 | 0 | 0 | 0 | 0 | 0 | 0 | 0 | 0 | 0 | 0 | 0 | DG New York CS | 1 | 2020-09-01 |  |  |  |  | TRUE
1894 | 1897 | 1898 | Village of Coxsackie - 190963 |  | Village of Coxsackie - 190963 | Village of Coxsackie - 190963 | 869.4 |  | G - Hudson Valley | Solar PV | 869.4 | 0 | 0 | 0 | 0 | 0 | 0 | 0 | 0 | 0 | 0 | 0 | RER Energy Group | 1 | 2020-12-16 | 2023-12-26 |  |  |  | TRUE
1895 | 1898 | 1899 | Rosemond Solar, LLC |  | Rosemond Solar, LLC - 50805 | Rosemond Solar, LLC - 50805 |  |  | E - Mohawk Valley | Solar PV | 2980.8 | 0 | 0 | 0 | 0 | 0 | 0 | 0 | 0 | 0 | 0 | 0 | Delaware River Solar | 1 | 2021-01-11 |  |  |  |  | TRUE
1896 | 1899 | 1900 | Home D in 12561 |  |  |  |  | Oct 28, 2020 | G - Hudson Valley | Energy Storage |  |  | 10 | [9 empty] | Apex Solar Power | 1 | [5 empty] | FALSE
1897 | 1900 | 1901 | Home H in 12401 |  |  |  |  | Oct 27, 2020 | G - Hudson Valley | Energy Storage |  |  | 10 | [9 empty] | Tesla Energy Operations, Inc. | 1 | [5 empty] | FALSE
1898 | 1901 | 1902 | Home D in 12477 |  |  |  |  | Oct 14, 2020 | G - Hudson Valley | Energy Storage |  |  | 9.6 | [9 empty] | Hudson River Renewables | 1 | [5 empty] | FALSE
1899 | 1902 | 1903 | Home A in 12543 |  |  |  |  | Oct 14, 2020 | G - Hudson Valley | Energy Storage |  |  | 5 | [9 empty] | New York State Solar Farm | 1 | [5 empty] | FALSE
1900 | 1903 | 1904 | Home F in 12533 |  |  |  |  | Oct 2, 2020 | G - Hudson Valley | Energy Storage |  |  | 11.4 | [9 empty] | Gottschalk Solutions | 1 | [5 empty] | FALSE
1901 | 1904 | 1905 | Home G in 12533 |  |  |  |  | Oct 1, 2020 | G - Hudson Valley | Energy Storage |  |  | 5 | [9 empty] | SunCommon | 1 | [5 empty] | FALSE
1902 | 1905 | 1906 | Home A in 12411 |  |  |  |  | Oct 1, 2020 | G - Hudson Valley | Energy Storage |  |  | 10 | [9 empty] | New York State Solar Farm | 1 | [5 empty] | FALSE
1903 | 1906 | 1907 | Home E in 10598 |  |  |  |  | Nov 10, 2020 | I - Dunwoodie | Energy Storage |  |  | 25 | [9 empty] | Sunrun | 1 | [5 empty] | FALSE
1904 | 1907 | 1908 | Home C in 10604 |  |  |  |  | Oct 14, 2020 | I - Dunwoodie | Energy Storage |  |  | 7.6 | [9 empty] | SolarCity (now Tesla) | 1 | [5 empty] | FALSE
1905 | 1908 | 1909 | Home G in 10520 |  |  |  |  | Oct 13, 2020 | I - Dunwoodie | Energy Storage |  |  | 5 | [9 empty] | Tesla Energy Operations, Inc. | 1 | [5 empty] | FALSE
1906 | 1909 | 1910 | Home B in 10514 |  |  |  |  | Oct 8, 2020 | I - Dunwoodie | Energy Storage |  |  | 11.4 | [9 empty] | SolarCity (now Tesla) | 1 | [5 empty] | FALSE
1907 | 1910 | 1911 | Home A in 10547 |  |  |  |  | Oct 6, 2020 | I - Dunwoodie | Energy Storage |  |  | 10 | [9 empty] | Tesla Energy Operations, Inc. | 1 | [5 empty] | FALSE
1908 | 1911 | 1912 | Home A in 10577 |  |  |  |  | Oct 6, 2020 | I - Dunwoodie | Energy Storage |  |  | 11.4 | [9 empty] | SolarCity (now Tesla) | 1 | [5 empty] | FALSE
1909 | 1912 | 1913 | Home H in 10520 |  |  |  |  | Oct 6, 2020 | I - Dunwoodie | Energy Storage |  |  | 7.6 | [9 empty] | SolarCity (now Tesla) | 1 | [5 empty] | FALSE
1910 | 1913 | 1914 | Home C in 10530 |  |  |  |  | Oct 1, 2020 | I - Dunwoodie | Energy Storage |  |  | 13.5 | [9 empty] | Sunrun | 1 | [5 empty] | FALSE
1911 | 1914 | 1915 | Home C in 12065 |  |  |  |  | Nov 6, 2020 | F - Capital | Energy Storage |  |  | 10 | [9 empty] | SolarCity (now Tesla) | 1 | [5 empty] | FALSE
1912 | 1915 | 1916 | Home A in 13492 |  |  |  |  | Oct 27, 2020 | E - Mohawk Valley | Energy Storage |  |  | 10 | [9 empty] | SolarCity (now Tesla) | 1 | [5 empty] | FALSE
1913 | 1916 | 1917 | Home A in 12845 |  |  |  |  | Oct 23, 2020 | F - Capital | Energy Storage |  |  | 15 | [9 empty] | Tesla Energy Operations, Inc. | 1 | [5 empty] | FALSE
1914 | 1917 | 1918 | Home A in 12302 |  |  |  |  | Oct 22, 2020 | F - Capital | Energy Storage |  |  | 10 | [9 empty] | PlugPV | 1 | [5 empty] | FALSE
1915 | 1918 | 1919 | Home A in 13904 |  |  |  |  | Oct 27, 2020 | C - Central | Energy Storage |  |  | 7 | [9 empty] | Renovus Solar | 1 | [5 empty] | FALSE
1916 | 1919 | 1920 | Home A in 12017 |  |  |  |  | Oct 26, 2020 | F - Capital | Energy Storage |  |  | 11.6 | [9 empty] | PlugPV | 1 | [5 empty] | FALSE
1917 | 1920 | 1921 | Home B in 10560 |  |  |  |  | Oct 23, 2020 | G - Hudson Valley | Energy Storage |  |  | 3.84 | [9 empty] | New York Power Solutions | 1 | [5 empty] | FALSE
1918 | 1921 | 1922 | Home A in 14810 |  |  |  |  | Oct 16, 2020 | C - Central | Energy Storage |  |  | 15.2 | [9 empty] | Qwik Solar | 1 | [5 empty] | FALSE
1919 | 1922 | 1923 | Home D in 12529 |  |  |  |  | Oct 14, 2020 | F - Capital | Energy Storage |  |  | 30 | [9 empty] | PV Squared Solar | 1 | [5 empty] | FALSE
1920 | 1923 | 1924 | Home A in 14424 |  |  |  |  | Oct 1, 2020 | B - Genessee | Energy Storage |  |  | 7 | [9 empty] | GreenSpark Solar | 1 | [5 empty] | FALSE
1921 | 1924 | 1925 | Home B in 14424 |  |  |  |  | Aug 20, 2020 | B - Genessee | Energy Storage |  |  | 9.8 | [9 empty] | GreenSpark Solar | 1 | [5 empty] | FALSE
1922 | 1925 | 1926 | Home C in 14534 |  |  |  |  | Aug 11, 2020 | B - Genessee | Energy Storage |  |  | 9.8 | [9 empty] | GreenSpark Solar | 1 | [5 empty] | FALSE
1923 | 1926 | 1927 | Home D in 10950 |  |  |  |  | Oct 22, 2020 | G - Hudson Valley | Energy Storage |  |  | 4.1 | [9 empty] | Sunrun | 1 | [5 empty] | FALSE
1924 | 1927 | 1928 | Home B in 12566 |  |  |  |  | Oct 19, 2020 | G - Hudson Valley | Energy Storage |  |  | 12.7 | [9 empty] | Sunrun | 1 | [5 empty] | FALSE
1925 | 1928 | 1929 | Home D in 10930 |  |  |  |  | Oct 15, 2020 | G - Hudson Valley | Energy Storage |  |  | 10 | [9 empty] | SolarCity (now Tesla) | 1 | [5 empty] | FALSE
1926 | 1929 | 1930 | Home E in 10940 |  |  |  |  | Oct 13, 2020 | G - Hudson Valley | Energy Storage |  |  | 4.8 | [9 empty] | Sunrun | 1 | [5 empty] | FALSE
1927 | 1930 | 1931 | Home B in 10977 |  |  |  |  | Oct 6, 2020 | G - Hudson Valley | Energy Storage |  |  | 10 | [9 empty] | SolarCity (now Tesla) | 1 | [5 empty] | FALSE
1928 | 1931 | 1932 | Home B in 10965 |  |  |  |  | Oct 6, 2020 | G - Hudson Valley | Energy Storage |  |  | 7.6 | [9 empty] | Sunrun | 1 | [5 empty] | FALSE
1929 | 1932 | 1933 | Home C in 10977 |  |  |  |  | Oct 6, 2020 | G - Hudson Valley | Energy Storage |  |  | 3.12 | [9 empty] | Sunrun | 1 | [5 empty] | FALSE
1930 | 1933 | 1934 | Home B in 10970 |  |  |  |  | Sep 30, 2020 | G - Hudson Valley | Energy Storage |  |  | 20 | [9 empty] | SolarCity (now Tesla) | 1 | [5 empty] | FALSE
1931 | 1934 | 1935 | Home C in 10924 |  |  |  |  | Sep 23, 2020 | G - Hudson Valley | Energy Storage |  |  | 5 | [10 empty] | 1 | [5 empty] | FALSE
1932 | 1935 | 1936 | Home B in 10925 |  |  |  |  | Sep 21, 2020 | G - Hudson Valley | Energy Storage |  |  | 15 | [9 empty] | SolarCity (now Tesla) | 1 | [5 empty] | FALSE
1933 | 1936 | 1937 | Home C in 10920 |  |  |  |  | Sep 8, 2020 | G - Hudson Valley | Energy Storage |  |  | 10 | [9 empty] | SolarCity (now Tesla) | 1 | [5 empty] | FALSE
1934 | 1937 | 1938 | Home B in 12721 |  |  |  |  | Sep 3, 2020 | G - Hudson Valley | Energy Storage |  |  | 11.4 | [9 empty] | Sunrun | 1 | [5 empty] | FALSE
1935 | 1938 | 1939 | Home D in 11706 |  |  |  |  | Oct 30, 2020 | K - Long Island | Energy Storage |  |  | 5 | [9 empty] | Tesla Energy Operations, Inc. | 1 | [5 empty] | FALSE
1936 | 1939 | 1940 | Home F in 11566 |  |  |  |  | Oct 30, 2020 | K - Long Island | Energy Storage |  |  | 5 | [9 empty] | Green Logic | 1 | [5 empty] | FALSE
1937 | 1940 | 1941 | Home F in 11768 |  |  |  |  | Oct 30, 2020 | K - Long Island | Energy Storage |  |  | 10 | [9 empty] | Sunation Solar Systems | 1 | [5 empty] | FALSE
1938 | 1941 | 1942 | Home B in 11518 |  |  |  |  | Oct 28, 2020 | K - Long Island | Energy Storage |  |  | 5 | [9 empty] | Sunrun | 1 | [5 empty] | FALSE
1939 | 1942 | 1943 | Home C in 11704 |  |  |  |  | Oct 27, 2020 | K - Long Island | Energy Storage |  |  | 10 | [9 empty] | EmPower CES | 1 | [5 empty] | FALSE
1940 | 1943 | 1944 | Home G in 11554 |  |  |  |  | Oct 27, 2020 | K - Long Island | Energy Storage |  |  | 5 | [9 empty] | EmPower CES | 1 | [5 empty] | FALSE
1941 | 1944 | 1945 | Home I in 11561 |  |  |  |  | Oct 27, 2020 | K - Long Island | Energy Storage |  |  | 10 | [9 empty] | EmPower CES | 1 | [5 empty] | FALSE
1942 | 1945 | 1946 | Home A in 11509 |  |  |  |  | Oct 26, 2020 | K - Long Island | Energy Storage |  |  | 5 | [9 empty] | Sunrun | 1 | [5 empty] | FALSE
1943 | 1946 | 1947 | Home F in 11788 |  |  |  |  | Oct 26, 2020 | K - Long Island | Energy Storage |  |  | 5 | [9 empty] | Harvest Power | 1 | [5 empty] | FALSE
1944 | 1947 | 1948 | Home E in 11717 |  |  |  |  | Oct 22, 2020 | K - Long Island | Energy Storage |  |  | 10 | [9 empty] | Tesla Energy Operations, Inc. | 1 | [5 empty] | FALSE
1945 | 1948 | 1949 | Home H in 11572 |  |  |  |  | Oct 21, 2020 | K - Long Island | Energy Storage |  |  | 5 | [9 empty] | Sunation Solar Systems | 1 | [5 empty] | FALSE
1946 | 1949 | 1950 | Home F in 11590 |  |  |  |  | Oct 20, 2020 | K - Long Island | Energy Storage |  |  | 15 | [9 empty] | Tesla Energy Operations, Inc. | 1 | [5 empty] | FALSE
1947 | 1950 | 1951 | Home E in 11758 |  |  |  |  | Oct 20, 2020 | K - Long Island | Energy Storage |  |  | 5 | [9 empty] | Tesla Energy Operations, Inc. | 1 | [5 empty] | FALSE
1948 | 1951 | 1952 | Home H in 11791 |  |  |  |  | Oct 20, 2020 | K - Long Island | Energy Storage |  |  | 10 | [9 empty] | Tesla Energy Operations, Inc. | 1 | [5 empty] | FALSE
1949 | 1952 | 1953 | Home C in 11797 |  |  |  |  | Oct 15, 2020 | K - Long Island | Energy Storage |  |  | 10 | [9 empty] | Tesla Energy Operations, Inc. | 1 | [5 empty] | FALSE
1950 | 1953 | 1954 | Home B in 11795 |  |  |  |  | Oct 15, 2020 | K - Long Island | Energy Storage |  |  | 5 | [9 empty] | Sunation Solar Systems | 1 | [5 empty] | FALSE
1951 | 1954 | 1955 | Home B in 11767 |  |  |  |  | Oct 6, 2020 | K - Long Island | Energy Storage |  |  | 20 | [9 empty] | Tesla Energy Operations, Inc. | 1 | [5 empty] | FALSE
1952 | 1955 | 1956 | Home E in 11801 |  |  |  |  | Oct 6, 2020 | K - Long Island | Energy Storage |  |  | 10 | [9 empty] | Tesla Energy Operations, Inc. | 1 | [5 empty] | FALSE
1953 | 1956 | 1957 | Home A in 11558 |  |  |  |  | Oct 1, 2020 | K - Long Island | Energy Storage |  |  | 5 | [9 empty] | Sunrun | 1 | [5 empty] | FALSE
1954 | 1957 | 1958 | Home C in 11598 |  |  |  |  | Oct 1, 2020 | K - Long Island | Energy Storage |  |  | 10 | [9 empty] | Tesla Energy Operations, Inc. | 1 | [5 empty] | FALSE
1955 | 1958 | 1959 | West Side Marquis |  | LeFrak - West Side Manor | LeFrak - West Side Manor | 35 |  | J - New York City | CHP | 35 | 237 | 0 | 0 | 0 | 0 | 0 | 0 | 0 | 0 | 0 | 0 | TTCogen | 1 | 2020-11-10 | 2021-05-25 |  |  | FALSE | TRUE | TRUE |  |  |  | FALSE
1956 | 1959 | 1960 | NYSEG DSIP - Aggregated BTM 3 |  | NYSEG DSIP - Aggregated BTM 3 | NYSEG DSIP - Aggregated BTM 3 |  | July, 2020 | C - Central | Energy Storage | 0 | 0 | 59 | 228 | 0 | 0 | 0 | 0 | 0 | 0 | 0 | 0 | New York State Electric and Gas | 1 | [5 empty] | TRUE
1957 | 1960 | 1961 | NYSEG DSIP - Aggregated BTM 4 |  | NYSEG DSIP - Aggregated BTM 4 | NYSEG DSIP - Aggregated BTM 4 |  | August, 2020 | C - Central | Energy Storage | 0 | 0 | 59 | 228 | 0 | 0 | 0 | 0 | 0 | 0 | 0 | 0 | New York State Electric and Gas | 1 | [5 empty] | TRUE
1958 | 1961 | 1962 | NYSEG DSIP - Aggregated BTM 5 |  | NYSEG DSIP - Aggregated BTM 5 | NYSEG DSIP - Aggregated BTM 5 |  | July, 2020 | C - Central | Energy Storage | 0 | 0 | 59 | 228 | 0 | 0 | 0 | 0 | 0 | 0 | 0 | 0 | New York State Electric and Gas | 1 | [5 empty] | TRUE
1959 | 1962 | 1963 | NYSEG DSIP - Aggregated BTM 6 |  | NYSEG DSIP - Aggregated BTM 6 | NYSEG DSIP - Aggregated BTM 6 |  | Jan, 2021 | C - Central | Energy Storage | 0 | 0 | 270 | 1140 | 0 | 0 | 0 | 0 | 0 | 0 | 0 | 0 | New York State Electric and Gas | 1 | [5 empty] | TRUE
1960 | 1963 | 1964 | Mt Kisco DPW |  | Mt. Kisco DPW | Kisco River Solar, LLC - 43 Columbus Ave. - Retail Storage |  | December 2020 | H - Millwood | Energy Storage | 0 | 0 | 522 | 2088 | 0 | 0 | 0 | 0 | 0 | 0 | 0 | 0 | BQ Energy Development, LLC | 1 | [5 empty] | TRUE
1961 | 1963 | 1964 | Mt Kisco DPW |  | Kisco River Solar - 174328 | Kisco River Solar - 174328 | 683 |  | H - Millwood | Solar PV | 683 | 0 | 0 | 0 | 0 | 0 | 0 | 0 | 0 | 0 | 0 | 0 | Kisco River Solar LLC | 1 | 2021-01-16 |  |  |  |  | TRUE
1962 | 1964 | 1965 | Washington Avenue Solar, LLC |  | Washington Avenue Solar, LLC - 243391 | Washington Avenue Solar, LLC - 243391 | 6145.36 |  | F - Capital | Solar PV | 6145.36 | 0 | 0 | 0 | 0 | 0 | 0 | 0 | 0 | 0 | 0 | 0 | Active Solar Development LLC | 1 | 2021-01-05 | 2023-12-11 |  |  |  | TRUE
1963 | 1965 | 2084 | Sunstarter Solar XXXII LLC |  | Sunstarter Solar XXXII LLC - 97372 | SUNSTARTER SOLAR XXXII LLC - 456 Lower Road - PV SYSTEMS | 1722.72 |  | G - Hudson Valley | Solar PV | 1722.72 | 0 | 0 | 0 | 0 | 0 | 0 | 0 | 0 | 0 | 0 | 0 | Conductive Power Operations, LLC | 1 | 2021-01-06 |  |  |  |  | TRUE
1964 | 1966 | 2085 | ELP Kinderhook Solar LLC |  | ELP Kinderhook Solar LLC - 184312 | ELP Kinderhook Solar LLC - 3537 US Route 9 - PV Systems | 7484.4 |  | F - Capital | Solar PV | 7484.4 | 0 | 0 | 0 | 0 | 0 | 0 | 0 | 0 | 0 | 0 | 0 | ELP Kinderhook LLC | 1 | 2021-01-07 |  |  |  |  | TRUE
1965 | 1967 | 2086 | Valley Sand and Gravel, Inc |  | Valley Sand and Gravel, Inc. - 240414 | Valley Sand and Gravel, Inc. - 1418 River Rd. - PV Systems | 1736.64 |  | A - West | Solar PV | 1736.64 | 0 | 0 | 0 | 0 | 0 | 0 | 0 | 0 | 0 | 0 | 0 | Solar Liberty | 1 | 2021-01-09 |  |  |  |  | TRUE
1966 | 1968 | 2087 | Costanza Solar, LLC |  | Costanza Solar, LLC - 84077 | Costanza Solar, LLC - 198 Sunset Hills Road - PV Systems | 3007.125 |  | G - Hudson Valley | Solar PV | 3007.125 | 0 | 0 | 0 | 0 | 0 | 0 | 0 | 0 | 0 | 0 | 0 | Generate Capital, Inc. | 1 | 2021-01-27 | 2023-08-22 |  |  |  | TRUE
1967 | 1969 | 2088 | Home A in 10452 |  |  |  |  | Nov 30, 2020 | J - New York City | Energy Storage |  |  | 17.25 | [9 empty] | Bright Power | 1 | [5 empty] | FALSE
1968 | 1970 | 2089 | Home A in 10505 |  |  |  |  | Nov 25, 2020 | J - New York City | Energy Storage |  |  | 11.6 | [9 empty] | SolarCity (now Tesla) | 1 | [5 empty] | FALSE
1969 | 1971 | 2090 | Home D in 10509 |  |  |  |  | Nov 9, 2020 | G - Hudson Valley | Energy Storage |  |  | 11.6 | [9 empty] | SolarCity (now Tesla) | 1 | [5 empty] | FALSE
1970 | 1972 | 2091 | Home C in 10514 |  |  |  |  | Nov 16, 2020 | I - Dunwoodie | Energy Storage |  |  | 10 | [9 empty] | SolarCity (now Tesla) | 1 | [5 empty] | FALSE
1971 | 1973 | 2092 | Home A in 10550 |  |  |  |  | Nov 20, 2020 | J - New York City | Energy Storage |  |  | 250 | [9 empty] | Solar One Energy | 1 | [5 empty] | FALSE
1972 | 1974 | 2093 | Home B in 10579 |  |  |  |  | Nov 10, 2020 | G - Hudson Valley | Energy Storage |  |  | 11.6 | [9 empty] | SolarCity (now Tesla) | 1 | [5 empty] | FALSE
1973 | 1975 | 2094 | Home F in 10924 |  |  |  |  | Nov 4, 2020 | G - Hudson Valley | Energy Storage |  |  | 10 | [9 empty] | SolarCity (now Tesla) | 1 | [5 empty] | FALSE
1974 | 1976 | 2095 | Home G in 10924 |  |  |  |  | Nov 4, 2020 | G - Hudson Valley | Energy Storage |  |  | 15.2 | [9 empty] | SolarCity (now Tesla) | 1 | [5 empty] | FALSE
1975 | 1977 | 2096 | Home D in 10924 |  |  |  |  | Nov 11, 2020 | G - Hudson Valley | Energy Storage |  |  | 5 | [9 empty] | Lighthouse Solar | 1 | [5 empty] | FALSE
1976 | 1978 | 2097 | Home B in 10984 |  |  |  |  | Nov 2, 2020 | G - Hudson Valley | Energy Storage |  |  | 15 | [9 empty] | SolarCity (now Tesla) | 1 | [5 empty] | FALSE
1977 | 1979 | 2098 | Home C in 11530 |  |  |  |  | Nov 6, 2020 | K - Long Island | Energy Storage |  |  | 10 | [9 empty] | EmPower CES | 1 | [5 empty] | FALSE
1978 | 1980 | 2099 | Home C in 11553 |  |  |  |  | Nov 17, 2020 | K - Long Island | Energy Storage |  |  | 5 | [9 empty] | Sunrun | 1 | [5 empty] | FALSE
1979 | 1981 | 2100 | Home J in 11561 |  |  |  |  | Nov 4, 2020 | K - Long Island | Energy Storage |  |  | 10 | [9 empty] | Tesla Energy Operations, Inc. | 1 | [5 empty] | FALSE
1980 | 1982 | 2101 | Home A in 11563 |  |  |  |  | Nov 19, 2020 | K - Long Island | Energy Storage |  |  | 10 | [9 empty] | Harvest Power | 1 | [5 empty] | FALSE
1981 | 1983 | 2102 | Home B in 11563 |  |  |  |  | Nov 16, 2020 | K - Long Island | Energy Storage |  |  | 5 | [9 empty] | EmPower CES | 1 | [5 empty] | FALSE
1982 | 1984 | 2103 | Home G in 11566 |  |  |  |  | Nov 24, 2020 | K - Long Island | Energy Storage |  |  | 10 | [9 empty] | Tesla Energy Operations, Inc. | 1 | [5 empty] | FALSE
1983 | 1985 | 2104 | Home G in 11590 |  |  |  |  | Nov 17, 2020 | K - Long Island | Energy Storage |  |  | 10 | [9 empty] | Tesla Energy Operations, Inc. | 1 | [5 empty] | FALSE
1984 | 1986 | 2105 | Home D in 11598 |  |  |  |  | Nov 17, 2020 | K - Long Island | Energy Storage |  |  | 15 | [9 empty] | EmPower CES | 1 | [5 empty] | FALSE
1985 | 1987 | 2106 | Home G in 11725 |  |  |  |  | Nov 19, 2020 | K - Long Island | Energy Storage |  |  | 15 | [9 empty] | Tesla Energy Operations, Inc. | 1 | [5 empty] | FALSE
1986 | 1988 | 2107 | Home D in 11731 |  |  |  |  | Nov 19, 2020 | K - Long Island | Energy Storage |  |  | 5 | [9 empty] | Sunation Solar Systems | 1 | [5 empty] | FALSE
1987 | 1989 | 2108 | Home D in 11738 |  |  |  |  | Nov 16, 2020 | K - Long Island | Energy Storage |  |  | 10 | [9 empty] | Harvest Power | 1 | [5 empty] | FALSE
1988 | 1990 | 2109 | Home H in 11743 |  |  |  |  | Nov 23, 2020 | K - Long Island | Energy Storage |  |  | 5 | [9 empty] | Harvest Power | 1 | [5 empty] | FALSE
1989 | 1991 | 2110 | Home I in 11743 |  |  |  |  | Nov 2, 2020 | K - Long Island | Energy Storage |  |  | 10 | [9 empty] | Harvest Power | 1 | [5 empty] | FALSE
1990 | 1992 | 2111 | Home J in 11746 |  |  |  |  | Nov 19, 2020 | K - Long Island | Energy Storage |  |  | 10 | [9 empty] | Sunation Solar Systems | 1 | [5 empty] | FALSE
1991 | 1993 | 2112 | Home G in 11747 |  |  |  |  | Nov 17, 2020 | K - Long Island | Energy Storage |  |  | 20 | [9 empty] | Tesla Energy Operations, Inc. | 1 | [5 empty] | FALSE
1992 | 1994 | 2113 | Home E in 11753 |  |  |  |  | Nov 30, 2020 | K - Long Island | Energy Storage |  |  | 5 | [9 empty] | Tesla Energy Operations, Inc. | 1 | [5 empty] | FALSE
1993 | 1995 | 2114 | Home E in 11754 |  |  |  |  | Nov 23, 2020 | K - Long Island | Energy Storage |  |  | 5 | [9 empty] | EmPower CES | 1 | [5 empty] | FALSE
1994 | 1996 | 2115 | Home F in 11756 |  |  |  |  | Nov 16, 2020 | K - Long Island | Energy Storage |  |  | 10 | [9 empty] | EmPower CES | 1 | [5 empty] | FALSE
1995 | 1997 | 2116 | Home I in 11757 |  |  |  |  | Nov 4, 2020 | K - Long Island | Energy Storage |  |  | 5 | [9 empty] | Sunrun | 1 | [5 empty] | FALSE
1996 | 1998 | 2117 | Home F in 11758 |  |  |  |  | Nov 24, 2020 | K - Long Island | Energy Storage |  |  | 2.54 | [9 empty] | Long Island Power Solutions | 1 | [5 empty] | FALSE
1997 | 1999 | 2118 | Home G in 11758 |  |  |  |  | Nov 13, 2020 | K - Long Island | Energy Storage |  |  | 10 | [9 empty] | Tesla Energy Operations, Inc. | 1 | [5 empty] | FALSE
1998 | 2000 | 2119 | Home G in 11762 |  |  |  |  | Nov 16, 2020 | K - Long Island | Energy Storage |  |  | 4.5 | [9 empty] | Long Island Power Solutions | 1 | [5 empty] | FALSE
1999 | 2001 | 2120 | Home E in 11787 |  |  |  |  | Nov 6, 2020 | K - Long Island | Energy Storage |  |  | 10 | [9 empty] | Tesla Energy Operations, Inc. | 1 | [5 empty] | FALSE
2000 | 2002 | 2121 | Home G in 11788 |  |  |  |  | Nov 19, 2020 | K - Long Island | Energy Storage |  |  | 15 | [9 empty] | Tesla Energy Operations, Inc. | 1 | [5 empty] | FALSE
2001 | 2003 | 2122 | Home I in 11791 |  |  |  |  | Nov 23, 2020 | K - Long Island | Energy Storage |  |  | 10 | [9 empty] | Harvest Power | 1 | [5 empty] | FALSE
2002 | 2004 | 2123 | Home J in 11791 |  |  |  |  | Nov 2, 2020 | K - Long Island | Energy Storage |  |  | 10 | [9 empty] | Tesla Energy Operations, Inc. | 1 | [5 empty] | FALSE
2003 | 2005 | 2124 | Home L in 11937 |  |  |  |  | Nov 12, 2020 | K - Long Island | Energy Storage |  |  | 5 | [9 empty] | Green Logic | 1 | [5 empty] | FALSE
2004 | 2006 | 2125 | Home B in 11960 |  |  |  |  | Nov 16, 2020 | K - Long Island | Energy Storage |  |  | 10 | [9 empty] | EmPower CES | 1 | [5 empty] | FALSE
2005 | 2007 | 2126 | Home C in 11961 |  |  |  |  | Nov 18, 2020 | K - Long Island | Energy Storage |  |  | 20 | [9 empty] | Tesla Energy Operations, Inc. | 1 | [5 empty] | FALSE
2006 | 2008 | 2127 | Home E in 11963 |  |  |  |  | Nov 17, 2020 | K - Long Island | Energy Storage |  |  | 10 | [9 empty] | Tesla Energy Operations, Inc. | 1 | [5 empty] | FALSE
2007 | 2009 | 2128 | Home A in 11976 |  |  |  |  | Nov 17, 2020 | K - Long Island | Energy Storage |  |  | 25 | [9 empty] | Green Logic | 1 | [5 empty] | FALSE
2008 | 2010 | 2129 | Home A in 11977 |  |  |  |  | Nov 17, 2020 | K - Long Island | Energy Storage |  |  | 20 | [9 empty] | Green Logic | 1 | [5 empty] | FALSE
2009 | 2011 | 2130 | Home A in 12051 |  |  |  |  | Nov 4, 2020 | G - Hudson Valley | Energy Storage |  |  | 5 | [9 empty] | Tesla Energy Operations, Inc. | 1 | [5 empty] | FALSE
2010 | 2012 | 2131 | Home A in 12061 |  |  |  |  | Nov 18, 2020 | F - Capital | Energy Storage |  |  | 5 | [9 empty] | SolarCity (now Tesla) | 1 | [5 empty] | FALSE
2011 | 2013 | 2132 | Home C in 12458 |  |  |  |  | Nov 17, 2020 | G - Hudson Valley | Energy Storage |  |  | 5 | [9 empty] | SunCommon | 1 | [5 empty] | FALSE
2012 | 2014 | 2133 | Home F in 12553 |  |  |  |  | Nov 17, 2020 | G - Hudson Valley | Energy Storage |  |  | 5 | [9 empty] | Sunrun | 1 | [5 empty] | FALSE
2013 | 2015 | 2134 | Home G in 12603 |  |  |  |  | Nov 13, 2020 | G - Hudson Valley | Energy Storage |  |  | 15 | [9 empty] | Tesla Energy Operations, Inc. | 1 | [5 empty] | FALSE
2014 | 2016 | 2135 | Home A in 12748 |  |  |  |  | Nov 11, 2020 | E - Mohawk Valley | Energy Storage |  |  | 5.8 | [9 empty] | SunCommon | 1 | [5 empty] | FALSE
2015 | 2017 | 2136 | Home A in 12775 |  |  |  |  | Nov 9, 2020 | E - Mohawk Valley | Energy Storage |  |  | 11.6 | [9 empty] | SolarCity (now Tesla) | 1 | [5 empty] | FALSE
2016 | 2018 | 2137 | Home A in 13126 |  |  |  |  | Dec 9, 2020 | C - Central | Energy Storage |  |  | 5.8 | [9 empty] | Apex Solar Power | 1 | [5 empty] | FALSE
2017 | 2019 | 2138 | Home A in 13440 |  |  |  |  | Dec 10, 2020 | E - Mohawk Valley | Energy Storage |  |  | 17.1 | [9 empty] | Green Visions Solar | 1 | [5 empty] | FALSE
2018 | 2020 | 2139 | Home A in 14094 |  |  |  |  | Nov 24, 2020 | A - West | Energy Storage |  |  | 7.6 | [9 empty] | Buffalo Solar Solutions | 1 | [5 empty] | FALSE
2019 | 2021 | 2140 | Home B in 14221 |  |  |  |  | Dec 4, 2020 | A - West | Energy Storage |  |  | 7.6 | [9 empty] | Buffalo Solar Solutions | 1 | [5 empty] | FALSE
2020 | 2022 | 2141 | Home C in 14424 |  |  |  |  | Nov 2, 2020 | B - Genessee | Energy Storage |  |  | 11.6 | [9 empty] | SolarCity (now Tesla) | 1 | [5 empty] | FALSE
2021 | 2023 | 2142 | Home A in 14532 |  |  |  |  | Nov 17, 2020 | C - Central | Energy Storage |  |  | 8 | [9 empty] | Halco Energy | 1 | [5 empty] | FALSE
2022 | 2024 | 2143 | Home D in 14534 |  |  |  |  | Nov 18, 2020 | B - Genessee | Energy Storage |  |  | 8.6 | [9 empty] | 3rd ROC Solar | 1 | [5 empty] | FALSE
2023 | 2025 | 2144 | Home B in 14818 |  |  |  |  | Nov 19, 2020 | C - Central | Energy Storage |  |  | 7 | [9 empty] | Renovus Solar | 1 | [5 empty] | FALSE
2024 | 2026 | 2145 | Home A in 14843 |  |  |  |  | Nov 18, 2020 | C - Central | Energy Storage |  |  | 5.6 | [9 empty] | Buffalo Solar Solutions | 1 | [5 empty] | FALSE
2025 | 2027 | 2146 | Home A in 14872 |  |  |  |  | Nov 20, 2020 | C - Central | Energy Storage |  |  | 7.6 | [9 empty] | Qwik Solar | 1 | [5 empty] | FALSE
2026 | 2028 | 2147 | Dorchester Towers |  | Dorchester Towers | Dorchester Towers | 375 |  | J - New York City | CHP | 375 | 2340 | 0 | 0 | 0 | 0 | 0 | 0 | 0 | 0 | 0 | 0 | Tecogen, Inc. | 3 | 2020-11-09 | 2023-12-31 |  |  |  | TRUE | TRUE | TRUE
2028 | 2032 | 2149 | Big Flats Community Solar Farm |  | Big Flats Community Solar Farm - 67633 | Solar Farms New York - Big Flats Community Solar Farm - 201 Chambers Rd - PV Systems | 5516.81 |  | C - Central | Solar PV | 5516.81 | 0 | 0 | 0 | 0 | 0 | 0 | 0 | 0 | 0 | 0 | 0 | Distributed Asset Solutions LLC | 1 | 2021-02-02 | 2023-12-17 |  |  |  | TRUE
2029 | 2031 | 2150 | Horseheads Community Solar Farm |  | Horseheads Community Solar Farm 1 - 50849 | Solar Farms New York - Horseheads Community Solar Farm 1 - 154 Hickory Grove Rd - PV Systems | 2740.79 |  | C - Central | Solar PV | 2740.79 | 0 | 0 | 0 | 0 | 0 | 0 | 0 | 0 | 0 | 0 | 0 | Distributed Asset Solutions LLC | 1 | 2021-02-02 | 2023-12-17 |  |  |  | TRUE
2030 | 2031 | 2150 | Horseheads Community Solar Farm |  | Horseheads Community Solar Farm 2 - 50855 | Solar Farms New York - Horseheads Community Solar Farm 2 - 154 Hickory Grove Rd - PV Systems | 2740.79 |  | C - Central | Solar PV | 2740.79 | 0 | 0 | 0 | 0 | 0 | 0 | 0 | 0 | 0 | 0 | 0 | Distributed Asset Solutions LLC | 1 | 2021-02-02 | 2023-12-17 |  |  |  | TRUE
2031 | 2030 | 2151 | Newfield Community Solar Farm |  | Newfield Community Solar Farm - 72536 | Solar Farms New York - Newfield Community Solar Farm - Millard Hill Rd - PV Systems | 5466.03 |  | C - Central | Solar PV | 5466.03 | 0 | 0 | 0 | 0 | 0 | 0 | 0 | 0 | 0 | 0 | 0 | Distributed Asset Solutions LLC | 1 | 2021-02-02 | 2023-12-11 |  |  |  | TRUE
2032 | 2033 | 2152 | Cream Street Solar, LLC - 175408 |  | Cream Street Solar, LLC - 175408 | Cream Street Solar, LLC - 175408 | 2917.08 |  | G - Hudson Valley | Solar PV | 2917.08 | 0 | 0 | 0 | 0 | 0 | 0 | 0 | 0 | 0 | 0 | 0 | Nexamp | 1 | 2021-01-26 |  |  |  |  | TRUE
2033 | 2034 | 2153 | High Peaks Solar - 175124 |  | High Peaks Solar - 175124 | High Peaks Solar - 175124 | 3944.85 |  | E - Mohawk Valley | Solar PV | 3944.85 | 0 | 0 | 0 | 0 | 0 | 0 | 0 | 0 | 0 | 0 | 0 | High Peaks Solar, LLC | 1 | 2021-01-10 |  |  |  |  | TRUE
2034 | 2035 | 2154 | High Peaks Solar - 175125 |  | High Peaks Solar - 175125 | High Peaks Solar - 175125 | 6016.92 |  | E - Mohawk Valley | Solar PV | 6016.92 | 0 | 0 | 0 | 0 | 0 | 0 | 0 | 0 | 0 | 0 | 0 | High Peaks Solar, LLC | 1 | 2021-01-10 |  |  |  |  | TRUE
2035 | 2036 | 2155 | Delaware River Solar, LLC - 213067 |  | Delaware River Solar, LLC - 213067 | Delaware River Solar, LLC - 213067 | 5542.25 |  | D - North | Solar PV | 5542.25 | 0 | 0 | 0 | 0 | 0 | 0 | 0 | 0 | 0 | 0 | 0 | KSI II Consolidated, LLC | 1 | 2021-01-18 |  |  |  |  | TRUE
2036 | 2037 | 2156 | USS New Scotland 1 LLC - 91172 |  | USS New Scotland 1 LLC - 91172 | USS New Scotland 1 LLC - 91172 | 2621.43 |  | F - Capital | Solar PV | 2621.43 | 0 | 0 | 0 | 0 | 0 | 0 | 0 | 0 | 0 | 0 | 0 | Standard Solar | 1 | 2021-01-21 |  |  |  |  | TRUE
2037 | 2038 | 2157 | LSE Pegasus LLC - 209587 |  | LSE Pegasus LLC - 209587 | LSE Pegasus LLC - 209587 | 7363.59 |  | C - Central | Solar PV | 7363.59 | 0 | 0 | 0 | 0 | 0 | 0 | 0 | 0 | 0 | 0 | 0 | Lodestar Energy | 1 | 2021-01-17 |  |  |  |  | TRUE
2038 | 2039 | 2158 | NY Ontario I, LLC - 6686 Furnace Road |  | NY Ontario I, LLC - 6686 Furnace Road - PV Systems | NY Ontario I, LLC - 6686 Furnace Road - PV Systems | 4045.86 |  | B - Genessee | Solar PV | 4045.86 | 0 | 0 | 0 | 0 | 0 | 0 | 0 | 0 | 0 | 0 | 0 | KSI II Consolidated, LLC | 1 | 2021-01-17 |  |  |  |  | TRUE
2039 | 2040 | 2159 | Corning Inc. - 238220 |  | Corning Inc. - 238220 | Corning Inc. - 238220 | 6037 |  | A - West | Solar PV | 6037 | 0 | 0 | 0 | 0 | 0 | 0 | 0 | 0 | 0 | 0 | 0 | TM Montante Solar Developments, LLC | 1 | 2021-02-06 |  |  |  |  | TRUE
2040 | 2041 | 2160 | Home C in 12414 |  |  |  |  | Dec 22, 2020 | F - Capital | Energy Storage |  |  | 15 | [9 empty] | Tesla Energy Operations, Inc. | 1 | [5 empty] | FALSE
2041 | 2042 | 2161 | Home G in 12553 |  |  |  |  | Dec 16, 2020 | G - Hudson Valley | Energy Storage |  |  | 20 | [9 empty] | Tesla Energy Operations, Inc. | 1 | [5 empty] | FALSE
2042 | 2043 | 2162 | Home E in 12477 |  |  |  |  | Dec 15, 2020 | G - Hudson Valley | Energy Storage |  |  | 10 | [9 empty] | Tesla Energy Operations, Inc. | 1 | [5 empty] | FALSE
2043 | 2044 | 2163 | Home B in 12545 |  |  |  |  | Dec 4, 2020 | G - Hudson Valley | Energy Storage |  |  | 5 | [9 empty] | SunCommon | 1 | [5 empty] | FALSE
2044 | 2045 | 2164 | Home B in 10570 |  |  |  |  | Dec 24, 2020 | I - Dunwoodie | Energy Storage |  |  | 4.6 | [9 empty] | Sunrun | 1 | [5 empty] | FALSE
2045 | 2046 | 2165 | Home F in 10510 |  |  |  |  | Dec 15, 2020 | I - Dunwoodie | Energy Storage |  |  | 10 | [9 empty] | Sunrun | 1 | [5 empty] | FALSE
2046 | 2047 | 2166 | Home H in 10598 |  |  |  |  | Nov 23, 2020 | H - Millwood | Energy Storage |  |  | 12.24 | [9 empty] | SolarCity (now Tesla) | 1 | [5 empty] | FALSE
2047 | 2048 | 2167 | Home B in 12831 |  |  |  |  | Dec 15, 2020 | F - Capital | Energy Storage |  |  | 10 | [9 empty] | SolarCity (now Tesla) | 1 | [5 empty] | FALSE
2048 | 2049 | 2168 | Home B in 12775 |  |  |  |  | Dec 4, 2020 | E - Mohawk Valley | Energy Storage |  |  | 11.6 | [9 empty] | SolarCity (now Tesla) | 1 | [5 empty] | FALSE
2049 | 2050 | 2169 | Home A in 12029 |  |  |  |  | Dec 8, 2020 | F - Capital | Energy Storage |  |  | 7 | [9 empty] | Kasselman Solar | 1 | [5 empty] | FALSE
2050 | 2051 | 2170 | Home G in 10598 |  |  |  |  | Dec 23, 2020 | H - Millwood | Energy Storage |  |  | 17.4 | [9 empty] | SolarCity (now Tesla) | 1 | [5 empty] | FALSE
2051 | 2052 | 2171 | Home A in 12921 |  |  |  |  | Dec 10, 2020 | D - North | Energy Storage |  |  | 9 | [9 empty] | Crest Solar LLC | 1 | [5 empty] | FALSE
2052 | 2053 | 2172 | Home F in 11803 |  |  |  |  | Dec 10, 2020 | K - Long Island | Energy Storage |  |  | 5 | [9 empty] | Sunation Solar Systems | 1 | [5 empty] | FALSE
2053 | 2054 | 2173 | Home H in 11762 |  |  |  |  | Dec 4, 2020 | K - Long Island | Energy Storage |  |  | 5 | [9 empty] | EmPower CES | 1 | [5 empty] | FALSE
2054 | 2055 | 2174 | Home D in 11797 |  |  |  |  | Dec 15, 2020 | K - Long Island | Energy Storage |  |  | 15 | [9 empty] | Tesla Energy Operations, Inc. | 1 | [5 empty] | FALSE
2055 | 2056 | 2175 | Home E in 11731 |  |  |  |  | Dec 31, 2020 | K - Long Island | Energy Storage |  |  | 6.7 | [9 empty] | NY State Solar | 1 | [5 empty] | FALSE
2056 | 2057 | 2176 | Home J in 11743 |  |  |  |  | Dec 15, 2020 | K - Long Island | Energy Storage |  |  | 15 | [9 empty] | Tesla Energy Operations, Inc. | 1 | [5 empty] | FALSE
2057 | 2058 | 2177 | Home D in 11553 |  |  |  |  | Dec 29, 2020 | K - Long Island | Energy Storage |  |  | 5 | [9 empty] | Tesla Energy Operations, Inc. | 1 | [5 empty] | FALSE
2058 | 2059 | 2178 | Home G in 11803 |  |  |  |  | Dec 23, 2020 | K - Long Island | Energy Storage |  |  | 10 | [9 empty] | Tesla Energy Operations, Inc. | 1 | [5 empty] | FALSE
2059 | 2060 | 2179 | Home K in 11791 |  |  |  |  | Dec 24, 2020 | K - Long Island | Energy Storage |  |  | 10 | [9 empty] | Tesla Energy Operations, Inc. | 1 | [5 empty] | FALSE
2060 | 2061 | 2180 | Home E in 11797 |  |  |  |  | Dec 7, 2020 | K - Long Island | Energy Storage |  |  | 15 | [9 empty] | Tesla Energy Operations, Inc. | 1 | [5 empty] | FALSE
2061 | 2062 | 2181 | Home I in 11572 |  |  |  |  | Dec 21, 2020 | K - Long Island | Energy Storage |  |  | 5 | [9 empty] | Sunrun | 1 | [5 empty] | FALSE
2062 | 2063 | 2182 | Home F in 11787 |  |  |  |  | Dec 24, 2020 | K - Long Island | Energy Storage |  |  | 10 | [9 empty] | Tesla Energy Operations, Inc. | 1 | [5 empty] | FALSE
2063 | 2064 | 2183 | Home H in 11758 |  |  |  |  | Dec 22, 2020 | K - Long Island | Energy Storage |  |  | 10 | [9 empty] | Tesla Energy Operations, Inc. | 1 | [5 empty] | FALSE
2064 | 2065 | 2184 | Home F in 11753 |  |  |  |  | Dec 4, 2020 | K - Long Island | Energy Storage |  |  | 10 | [9 empty] | EmPower CES | 1 | [5 empty] | FALSE
2065 | 2066 | 2185 | Home G in 11753 |  |  |  |  | Dec 24, 2020 | K - Long Island | Energy Storage |  |  | 20 | [9 empty] | Tesla Energy Operations, Inc. | 1 | [5 empty] | FALSE
2066 | 2067 | 2186 | Home G in 11756 |  |  |  |  | Dec 2, 2020 | K - Long Island | Energy Storage |  |  | 5 | [9 empty] | Sunrun | 1 | [5 empty] | FALSE
2067 | 2068 | 2187 | Home G in 11787 |  |  |  |  | Dec 10, 2020 | K - Long Island | Energy Storage |  |  | 10 | [9 empty] | Tesla Energy Operations, Inc. | 1 | [5 empty] | FALSE
2068 | 2069 | 2188 | Home B in 12589 |  |  |  |  | Dec 31, 2020 | G - Hudson Valley | Energy Storage |  |  | 10 | [9 empty] | Tesla Energy Operations, Inc. | 1 | [5 empty] | FALSE
2069 | 2070 | 2189 | Home A in 12547 |  |  |  |  | Dec 18, 2020 | G - Hudson Valley | Energy Storage |  |  | 5 | [9 empty] | PlugPV | 1 | [5 empty] | FALSE
2070 | 2071 | 2190 | Home A in 12449 |  |  |  |  | Dec 17, 2020 | G - Hudson Valley | Energy Storage |  |  | 10 | [9 empty] | Tesla Energy Operations, Inc. | 1 | [5 empty] | FALSE
2071 | 2072 | 2191 | Home D in 10524 |  |  |  |  | Dec 3, 2020 | G - Hudson Valley | Energy Storage |  |  | 10 | [9 empty] | Tesla Energy Operations, Inc. | 1 | [5 empty] | FALSE
2072 | 2073 | 2192 | Home B in 12540 |  |  |  |  | Dec 3, 2020 | G - Hudson Valley | Energy Storage |  |  | 5 | [9 empty] | SunCommon | 1 | [5 empty] | FALSE
2073 | 2074 | 2193 | Home A in 10546 |  |  |  |  | Dec 24, 2020 | I - Dunwoodie | Energy Storage |  |  | 15 | [9 empty] | SolarCity (now Tesla) | 1 | [5 empty] | FALSE
2074 | 2075 | 2194 | Home A in 10610 |  |  |  |  | Dec 22, 2020 | I - Dunwoodie | Energy Storage |  |  | 144 | [9 empty] | Stem | 1 | [5 empty] | FALSE
2075 | 2076 | 2195 | Home B in 12526 |  |  |  |  | Jan 11, 2021 | F - Capital | Energy Storage |  |  | 5 | [9 empty] | SunCommon | 1 | [5 empty] | FALSE
2076 | 2077 | 2196 | Home A in 12211 |  |  |  |  | Jan 11, 2021 | F - Capital | Energy Storage |  |  | 10 | [9 empty] | SolarCity (now Tesla) | 1 | [5 empty] | FALSE
2077 | 2078 | 2197 | Target Corporation - 121306 |  | Target Corporation - 121306 | Target Corporation - 121306 | 518.4 |  | I - Dunwoodie | Solar PV | 518.4 | 0 | 0 | 0 | 0 | 0 | 0 | 0 | 0 | 0 | 0 | 0 | SoCore Energy LLC | 1 | 2020-03-16 |  |  |  |  | TRUE
2078 | 2079 | 2198 | Sunvestment Energy Group - 173558 |  | Sunvestment Energy Group - 173558 | Sunvestment Energy Group - 173558 | 2061.12 |  | E - Mohawk Valley | Solar PV | 2061.12 | 0 | 0 | 0 | 0 | 0 | 0 | 0 | 0 | 0 | 0 | 0 | RER Energy Group | 1 | 2021-02-04 |  |  |  |  | TRUE
2079 | 2080 | 2199 | Delaware River Solar, LLC - 81469 |  | Delaware River Solar, LLC - 81469 | Delaware River Solar, LLC - 81469 | 2758.86 |  | A - West | Solar PV | 2758.86 | 0 | 0 | 0 | 0 | 0 | 0 | 0 | 0 | 0 | 0 | 0 | Generate Capital, Inc. | 1 | 2021-02-24 |  |  |  |  | TRUE
2080 | 2081 | 2200 | Lodestar Energy - 260 Hunt Creek Rd |  | Lodestar Energy - 260 Hunt Creek Rd - 221872 | Lodestar Energy - 260 Hunt Creek Rd - PV Systems |  |  | C - Central | Solar PV | 5220.8 | 0 | 0 | 0 | 0 | 0 | 0 | 0 | 0 | 0 | 0 | 0 | Lodestar Energy | 1 | 2021-02-15 |  |  |  |  | TRUE
2081 | 2082 | 2201 | Borrego Solar - 267 Sugar Hill Rd |  | Borrego Solar - 267 Sugar Hill Rd - 185500 | Borrego Solar Systems, Inc. - 267 Sugar Hill Rd - PV Systems |  |  | F - Capital | Solar PV | 6844.5 | 0 | 0 | 0 | 0 | 0 | 0 | 0 | 0 | 0 | 0 | 0 | Nexamp | 1 | 2021-02-11 |  |  |  |  | TRUE
2082 | 2083 | 2202 | SolarCity Corp - 905 Gallagher Rd |  | SolarCity Corp - 905 Gallagher Rd - 80550 | SolarCity Corporat - 905 Gallagher Rd - PV Systems |  |  | C - Central | Solar PV | 2665.52 | 0 | 0 | 0 | 0 | 0 | 0 | 0 | 0 | 0 | 0 | 0 | C2 Omega LLC | 1 | 2021-03-08 |  |  |  |  | TRUE
2083 | 2084 | 2203 | SolarCity Corporat - 707 Stupke Rd |  | SolarCity Corporat - 707 Stupke Rd - 80547 | SolarCity Corporat - 707 Stupke Rd - PV Systems | 2750.64 |  | C - Central | Solar PV | 2750.64 | 0 | 0 | 0 | 0 | 0 | 0 | 0 | 0 | 0 | 0 | 0 | C2 Omega LLC | 1 | 2021-02-12 |  |  |  |  | TRUE
2084 | 2085 | 2204 | SolarCity Corp - 247 Airport Rd |  | SolarCity Corp - 247 Airport Rd - 80585 | SolarCity Corporat - 247 Airport Rd - PV Systems |  |  | C - Central | Solar PV | 4128.88 | 0 | 0 | 0 | 0 | 0 | 0 | 0 | 0 | 0 | 0 | 0 | C2 Omega LLC | 1 | 2021-02-17 |  |  |  |  | TRUE
2085 | 2086 | 2205 | SolarCity Corp - 487 NY Route 13 |  | SolarCity Corp - 487 NY Route 13 - 80534 | SolarCity Corporat - 487 NY Route 13 - PV Systems |  |  | C - Central | Solar PV | 2834.56 | 0 | 0 | 0 | 0 | 0 | 0 | 0 | 0 | 0 | 0 | 0 | C2 Omega LLC | 1 | 2021-02-18 |  |  |  |  | TRUE
2086 | 2087 | 2206 | SolarCity Corp - 600 Lime Hollow Rd |  | SolarCity Corp - 600 Lime Hollow Rd - 81212 | SolarCity Corporat - 600 Lime Hollow Rd - PV Systems |  |  | C - Central | Solar PV | 2667.36 | 0 | 0 | 0 | 0 | 0 | 0 | 0 | 0 | 0 | 0 | 0 | C2 Omega LLC | 1 | 2021-03-18 |  |  |  |  | TRUE
2087 | 2088 | 2207 | Dryden Community Solar Farm |  | Dryden Community Solar Farm 3 - 77228 | Solar Farms New York - Dryden Community Solar Farm 3 - 2150 Dryden Rd - PV Systems |  |  | C - Central | Solar PV | 5429.43 | 0 | 0 | 0 | 0 | 0 | 0 | 0 | 0 | 0 | 0 | 0 | Distributed Asset Solutions LLC | 1 | 2021-03-01 | 2023-12-17 |  |  |  | TRUE
2088 | 2088 | 2207 | Dryden Community Solar Farm |  | Dryden Community Solar Farm 5 - 77232 | Solar Farms New York - Dryden Community Solar Farm 5 - 2150 Dryden Rd - PV Systems |  |  | C - Central | Solar PV | 2937.6 | 0 | 0 | 0 | 0 | 0 | 0 | 0 | 0 | 0 | 0 | 0 | Distributed Asset Solutions LLC | 1 | 2021-03-01 | 2023-12-17 |  |  |  | TRUE
2089 | 2089 | 2208 | Home G in 11050 |  |  |  |  | Dec 29, 2020 | K - Long Island | Energy Storage |  |  | 10 | [9 empty] | Tesla Energy Operations, Inc. | 1 | [5 empty] | FALSE
2090 | 2090 | 2209 | Home C in 11581 |  |  |  |  | Dec 31, 2020 | K - Long Island | Energy Storage |  |  | 5 | [9 empty] | Tesla Energy Operations, Inc. | 1 | [5 empty] | FALSE
2091 | 2091 | 2210 | Home D in 11779 |  |  |  |  | Dec 2, 2020 | K - Long Island | Energy Storage |  |  | 10 | [9 empty] | Tesla Energy Operations, Inc. | 1 | [5 empty] | FALSE
2092 | 2092 | 2211 | Home A in 11739 |  |  |  |  | Dec 30, 2020 | K - Long Island | Energy Storage |  |  | 20 | [9 empty] | Sunation Solar Systems | 1 | [5 empty] | FALSE
2093 | 2093 | 2212 | Home B in 11968 |  |  |  |  | Dec 10, 2020 | K - Long Island | Energy Storage |  |  | 10 | [9 empty] | EmPower CES | 1 | [5 empty] | FALSE
2094 | 2094 | 2213 | Home D in 11581 |  |  |  |  | Dec 22, 2020 | K - Long Island | Energy Storage |  |  | 5 | [9 empty] | Tesla Energy Operations, Inc. | 1 | [5 empty] | FALSE
2095 | 2095 | 2214 | Home D in 11793 |  |  |  |  | Dec 16, 2020 | K - Long Island | Energy Storage |  |  | 5 | [9 empty] | Green Logic | 1 | [5 empty] | FALSE
2096 | 2096 | 2215 | Home C in 11701 |  |  |  |  | Dec 29, 2020 | K - Long Island | Energy Storage |  |  | 20 | [9 empty] | Tesla Energy Operations, Inc. | 1 | [5 empty] | FALSE
2097 | 2097 | 2216 | Home C in 11552 |  |  |  |  | Dec 18, 2020 | K - Long Island | Energy Storage |  |  | 5 | [9 empty] | Sunrun | 1 | [5 empty] | FALSE
2098 | 2098 | 2217 | Home D in 11552 |  |  |  |  | Dec 7, 2020 | K - Long Island | Energy Storage |  |  | 5 | [9 empty] | Tesla Energy Operations, Inc. | 1 | [5 empty] | FALSE
2099 | 2099 | 2218 | Home A in 11763 |  |  |  |  | Dec 21, 2020 | K - Long Island | Energy Storage |  |  | 10 | [9 empty] | Tesla Energy Operations, Inc. | 1 | [5 empty] | FALSE
2100 | 2100 | 2219 | Home A in 11939 |  |  |  |  | Dec 3, 2020 | K - Long Island | Energy Storage |  |  | 15 | [9 empty] | Tesla Energy Operations, Inc. | 1 | [5 empty] | FALSE
2101 | 2101 | 2220 | Home D in 11740 |  |  |  |  | Dec 29, 2020 | K - Long Island | Energy Storage |  |  | 15 | [9 empty] | Tesla Energy Operations, Inc. | 1 | [5 empty] | FALSE
2102 | 2102 | 2221 | Home A in 11771 |  |  |  |  | Dec 2, 2020 | K - Long Island | Energy Storage |  |  | 10 | [9 empty] | Sunation Solar Systems | 1 | [5 empty] | FALSE
2103 | 2103 | 2222 | Home C in 11769 |  |  |  |  | Dec 29, 2020 | K - Long Island | Energy Storage |  |  | 15 | [9 empty] | Tesla Energy Operations, Inc. | 1 | [5 empty] | FALSE
2104 | 2104 | 2223 | Home B in 11780 |  |  |  |  | Dec 2, 2020 | K - Long Island | Energy Storage |  |  | 10 | [9 empty] | Tesla Energy Operations, Inc. | 1 | [5 empty] | FALSE
2105 | 2105 | 2224 | Home D in 11790 |  |  |  |  | Dec 18, 2020 | K - Long Island | Energy Storage |  |  | 10 | [9 empty] | EmPower CES | 1 | [5 empty] | FALSE
2106 | 2106 | 2225 | Home B in 11763 |  |  |  |  | Dec 14, 2020 | K - Long Island | Energy Storage |  |  | 10 | [9 empty] | EmPower CES | 1 | [5 empty] | FALSE
2107 | 2107 | 2226 | Home C in 12545 |  |  |  |  | Jan 25, 2021 | G - Hudson Valley | Energy Storage |  |  | 5 | [9 empty] | Sunrun | 1 | [5 empty] | FALSE
2108 | 2108 | 2227 | Home C in 12589 |  |  |  |  | Jan 26, 2021 | G - Hudson Valley | Energy Storage |  |  | 10 | [9 empty] | Sunrun | 1 | [5 empty] | FALSE
2109 | 2109 | 2228 | Home D in 12590 |  |  |  |  | Jan 4, 2021 | G - Hudson Valley | Energy Storage |  |  | 10 | [9 empty] | Sunrun | 1 | [5 empty] | FALSE
2110 | 2110 | 2229 | Home E in 12590 |  |  |  |  | Jan 11, 2021 | G - Hudson Valley | Energy Storage |  |  | 5 | [9 empty] | Sunrun | 1 | [5 empty] | FALSE
2111 | 2111 | 2230 | Facility A in 12601 |  |  |  |  | Jan 8, 2021 | G - Hudson Valley | Energy Storage |  |  | 2000 | [9 empty] | Cypress Creek Renewables | 1 | [5 empty] | FALSE
2112 | 2112 | 2231 | Home E in 10524 |  |  |  |  | Jan 7, 2021 | G - Hudson Valley | Energy Storage |  |  | 10 | [9 empty] | SunCommon | 1 | [5 empty] | FALSE
2113 | 2113 | 2232 | Home C in 12461 |  |  |  |  | Jan 26, 2021 | G - Hudson Valley | Energy Storage |  |  | 10 | [9 empty] | Sunrun | 1 | [5 empty] | FALSE
2114 | 2114 | 2233 | Home E in 12561 |  |  |  |  | Jan 14, 2021 | G - Hudson Valley | Energy Storage |  |  | 7.6 | [9 empty] | Lighthouse Solar | 1 | [5 empty] | FALSE
2115 | 2115 | 2234 | Home H in 12603 |  |  |  |  | Jan 19, 2021 | G - Hudson Valley | Energy Storage |  |  | 5 | [9 empty] | Sunrun | 1 | [5 empty] | FALSE
2116 | 2116 | 2235 | Home F in 12590 |  |  |  |  | Jan 12, 2021 | G - Hudson Valley | Energy Storage |  |  | 10 | [9 empty] | Tesla Energy Operations, Inc. | 1 | [5 empty] | FALSE
2117 | 2117 | 2236 | Home I in 10598 |  |  |  |  | Jan 26, 2021 | H - Millwood | Energy Storage |  |  | 5 | [9 empty] | Sunrun | 1 | [5 empty] | FALSE
2118 | 2118 | 2237 | Facility A in 11217 |  |  |  |  | Dec 17, 2020 | J - New York City | Energy Storage |  |  | 800 | [9 empty] | Enel X (fka Demand Energy, EnerNOC) | 1 | [5 empty] | FALSE
2120 | 2120 | 2239 | Home B in 10502 |  |  |  |  | Jan 19, 2021 | I - Dunwoodie | Energy Storage |  |  | 5 | [9 empty] | SolarCity (now Tesla) | 1 | [5 empty] | FALSE
2121 | 2121 | 2240 | Home G in 10549 |  |  |  |  | Jan 19, 2021 | I - Dunwoodie | Energy Storage |  |  | 15 | [9 empty] | SolarCity (now Tesla) | 1 | [5 empty] | FALSE
2122 | 2122 | 2241 | Home E in 10583 |  |  |  |  | Jan 12, 2021 | I - Dunwoodie | Energy Storage |  |  | 15 | [9 empty] | SolarCity (now Tesla) | 1 | [5 empty] | FALSE
2123 | 2123 | 2242 | Home C in 10504 |  |  |  |  | Jan 25, 2021 | I - Dunwoodie | Energy Storage |  |  | 15 | [9 empty] | New York State Solar Farm | 1 | [5 empty] | FALSE
2124 | 2124 | 2243 | Home C in 10705 |  |  |  |  | Jan 26, 2021 | J - New York City | Energy Storage |  |  | 7 | [9 empty] | Sunrun | 1 | [5 empty] | FALSE
2125 | 2125 | 2244 | Home C in 12020 |  |  |  |  | Feb 8, 2021 | F - Capital | Energy Storage |  |  | 10 | [9 empty] | SolarCity (now Tesla) | 1 | [5 empty] | FALSE
2126 | 2126 | 2245 | Home D in 12020 |  |  |  |  | Jan 19, 2021 | F - Capital | Energy Storage |  |  | 5 | [9 empty] | SolarCity (now Tesla) | 1 | [5 empty] | FALSE
2127 | 2127 | 2246 | Facility A in 12137 |  |  |  |  | Dec 31, 2020 | F - Capital | Energy Storage |  |  | 2500 | [9 empty] | Distributed Solar Operations, LLC | 1 | [5 empty] | FALSE
2128 | 2128 | 2247 | Home A in 13028 |  |  |  |  | Jan 29, 2021 | C - Central | Energy Storage |  |  | 17.1 | [9 empty] | Green Visions Solar | 1 | [5 empty] | FALSE
2129 | 2129 | 2248 | Home A in 12203 |  |  |  |  | Feb 12, 2021 | F - Capital | Energy Storage |  |  | 10 | [9 empty] | SunCommon | 1 | [5 empty] | FALSE
2130 | 2130 | 2249 | Home A in 13428 |  |  |  |  | Jan 26, 2021 | F - Capital | Energy Storage |  |  | 10 | [9 empty] | Tesla Energy Operations, Inc. | 1 | [5 empty] | FALSE
2131 | 2131 | 2250 | Home A in 12843 |  |  |  |  | Jan 22, 2021 | F - Capital | Energy Storage |  |  | 5 | [9 empty] | Apex Solar Power | 1 | [5 empty] | FALSE
2132 | 2132 | 2251 | Home B in 12078 |  |  |  |  | Jan 30, 2021 | F - Capital | Energy Storage |  |  | 9.6 | [9 empty] | Hudson River Renewables | 1 | [5 empty] | FALSE
2133 | 2133 | 2252 | Home A in 13477 |  |  |  |  | Jan 20, 2021 | E - Mohawk Valley | Energy Storage |  |  | 20 | [9 empty] | SolarCity (now Tesla) | 1 | [5 empty] | FALSE
2134 | 2134 | 2253 | Home C in 12831 |  |  |  |  | Jan 29, 2021 | F - Capital | Energy Storage |  |  | 10 | [9 empty] | SolarCity (now Tesla) | 1 | [5 empty] | FALSE
2135 | 2135 | 2254 | Home A in 12148 |  |  |  |  | Feb 5, 2021 | F - Capital | Energy Storage |  |  | 5 | [9 empty] | Tesla Energy Operations, Inc. | 1 | [5 empty] | FALSE
2136 | 2136 | 2255 | Home C in 12563 |  |  |  |  | Jan 27, 2021 | G - Hudson Valley | Energy Storage |  |  | 11.6 | [9 empty] | SolarCity (now Tesla) | 1 | [5 empty] | FALSE
2137 | 2137 | 2256 | Facility D in 14850 |  |  |  |  | Jan 6, 2021 | C - Central | Energy Storage |  |  | 280 | [9 empty] | Tesla Energy Operations, Inc. | 1 | [5 empty] | FALSE
2138 | 2138 | 2257 | Home A in 10578 |  |  |  |  | Jan 13, 2021 | H - Millwood | Energy Storage |  |  | 7 | [9 empty] | Kasselman Solar | 1 | [5 empty] | FALSE
2139 | 2139 | 2258 | Home A in 13903 |  |  |  |  | Jan 14, 2021 | C - Central | Energy Storage |  |  | 11.6 | [9 empty] | ETM Solar Works | 1 | [5 empty] | FALSE
2140 | 2140 | 2259 | Home C in 10560 |  |  |  |  | Jan 4, 2021 | G - Hudson Valley | Energy Storage |  |  | 11.6 | [9 empty] | New York State Solar Farm | 1 | [5 empty] | FALSE
2141 | 2141 | 2260 | Home A in 13111 |  |  |  |  | Jan 4, 2021 | C - Central | Energy Storage |  |  | 7.6 | [9 empty] | GreenSpark Solar | 1 | [5 empty] | FALSE
2142 | 2142 | 2261 | Home A in 10512 |  |  |  |  | Jan 27, 2021 | G - Hudson Valley | Energy Storage |  |  | 7.6 | [9 empty] | New York Power Solutions | 1 | [5 empty] | FALSE
2143 | 2143 | 2262 | Facility A in 10963 |  |  |  |  | Sep 30, 2020 | G - Hudson Valley | Energy Storage |  |  | 2000 | [9 empty] | Borrego Solar (formerly SEC Newco, LLC) | 1 | [5 empty] | FALSE
2144 | 2144 | 2263 | Home F in 10940 |  |  |  |  | Dec 23, 2020 | G - Hudson Valley | Energy Storage |  |  | 10 | [9 empty] | SolarCity (now Tesla) | 1 | [5 empty] | FALSE
2145 | 2145 | 2264 | Home A in 10986 |  |  |  |  | Dec 3, 2020 | G - Hudson Valley | Energy Storage |  |  | 11.52 | [9 empty] | Sunrun | 1 | [5 empty] | FALSE
2146 | 2146 | 2265 | Facility A in 10970 |  |  |  |  | Dec 22, 2020 | G - Hudson Valley | Energy Storage |  |  | 3000 | [10 empty] | 1 | [5 empty] | FALSE
2147 | 2147 | 2266 | Home M in 10956 |  |  |  |  | Dec 31, 2020 | G - Hudson Valley | Energy Storage |  |  | 10 | [9 empty] | SolarCity (now Tesla) | 1 | [5 empty] | FALSE
2148 | 2148 | 2267 | Home A in 12780 |  |  |  |  | Dec 3, 2020 | G - Hudson Valley | Energy Storage |  |  | 4.3 | [9 empty] | Sunrun | 1 | [5 empty] | FALSE
2149 | 2149 | 2268 | Home C in 10994 |  |  |  |  | Dec 8, 2020 | G - Hudson Valley | Energy Storage |  |  | 10 | [9 empty] | SolarCity (now Tesla) | 1 | [5 empty] | FALSE
2150 | 2150 | 2269 | Home E in 10950 |  |  |  |  | Dec 8, 2020 | G - Hudson Valley | Energy Storage |  |  | 15 | [9 empty] | SolarCity (now Tesla) | 1 | [5 empty] | FALSE
2151 | 2151 | 2270 | Home F in 10950 |  |  |  |  | Jan 25, 2021 | G - Hudson Valley | Energy Storage |  |  | 10 | [9 empty] | SolarCity (now Tesla) | 1 | [5 empty] | FALSE
2152 | 2152 | 2271 | Home C in 10919 |  |  |  |  | Dec 14, 2020 | G - Hudson Valley | Energy Storage |  |  | 15 | [9 empty] | SolarCity (now Tesla) | 1 | [5 empty] | FALSE
2153 | 2153 | 2272 | Home C in 12566 |  |  |  |  | Dec 3, 2020 | G - Hudson Valley | Energy Storage |  |  | 10 | [9 empty] | Sunrun | 1 | [5 empty] | FALSE
2154 | 2154 | 2273 | Home C in 10952 |  |  |  |  | Dec 14, 2020 | G - Hudson Valley | Energy Storage |  |  | 10 | [9 empty] | Sunrun | 1 | [5 empty] | FALSE
2155 | 2155 | 2274 | Home C in 10970 |  |  |  |  | Jan 6, 2021 | G - Hudson Valley | Energy Storage |  |  | 10 | [9 empty] | SolarCity (now Tesla) | 1 | [5 empty] | FALSE
2156 | 2156 | 2275 | Home N in 10956 |  |  |  |  | Jan 19, 2021 | G - Hudson Valley | Energy Storage |  |  | 10 | [9 empty] | Sunrun | 1 | [5 empty] | FALSE
2157 | 2157 | 2276 | Home I in 10990 |  |  |  |  | Jan 21, 2021 | G - Hudson Valley | Energy Storage |  |  | 5 | [10 empty] | 1 | [5 empty] | FALSE
2158 | 2158 | 2277 | Home G in 10940 |  |  |  |  | Jan 12, 2021 | G - Hudson Valley | Energy Storage |  |  | 7.7 | [9 empty] | Sunrun | 1 | [5 empty] | FALSE
2159 | 2159 | 2278 | Home E in 10980 |  |  |  |  | Dec 3, 2020 | G - Hudson Valley | Energy Storage |  |  | 9.92 | [9 empty] | Sunrun | 1 | [5 empty] | FALSE
2160 | 2160 | 2279 | Home K in 11561 |  |  |  |  | Jan 29, 2021 | K - Long Island | Energy Storage |  |  | 10 | [9 empty] | EmPower CES | 1 | [5 empty] | FALSE
2161 | 2161 | 2280 | Home G in 11768 |  |  |  |  | Jan 29, 2021 | K - Long Island | Energy Storage |  |  | 5 | [9 empty] | Sunation Solar Systems | 1 | [5 empty] | FALSE
2162 | 2162 | 2281 | Home B in 11552 |  |  |  |  | Jan 29, 2021 | K - Long Island | Energy Storage |  |  | 6.7 | [9 empty] | New York Power Solutions | 1 | [5 empty] | FALSE
2163 | 2163 | 2282 | Home H in 11566 |  |  |  |  | Jan 28, 2021 | K - Long Island | Energy Storage |  |  | 10 | [9 empty] | Sunrun | 1 | [5 empty] | FALSE
2164 | 2164 | 2283 | Home E in 11542 |  |  |  |  | Jan 28, 2021 | K - Long Island | Energy Storage |  |  | 5 | [9 empty] | Sunrun | 1 | [5 empty] | FALSE
2165 | 2165 | 2284 | Home D in 11580 |  |  |  |  | Jan 26, 2021 | K - Long Island | Energy Storage |  |  | 5 | [9 empty] | Sunrun | 1 | [5 empty] | FALSE
2166 | 2166 | 2285 | Home C in 11959 |  |  |  |  | Jan 26, 2021 | K - Long Island | Energy Storage |  |  | 10 | [9 empty] | Sunrun | 1 | [5 empty] | FALSE
2167 | 2167 | 2286 | Home E in 11954 |  |  |  |  | Jan 26, 2021 | K - Long Island | Energy Storage |  |  | 10 | [9 empty] | EmPower CES | 1 | [5 empty] | FALSE
2168 | 2168 | 2287 | Home H in 11753 |  |  |  |  | Jan 26, 2021 | K - Long Island | Energy Storage |  |  | 10 | [9 empty] | Tesla Energy Operations, Inc. | 1 | [5 empty] | FALSE
2169 | 2169 | 2288 | Home B in 11978 |  |  |  |  | Jan 21, 2021 | K - Long Island | Energy Storage |  |  | 15 | [9 empty] | Sunation Solar Systems | 1 | [5 empty] | FALSE
2170 | 2170 | 2289 | Home B in 11792 |  |  |  |  | Jan 21, 2021 | K - Long Island | Energy Storage |  |  | 5 | [9 empty] | Sunrun | 1 | [5 empty] | FALSE
2171 | 2171 | 2290 | Home H in 11803 |  |  |  |  | Jan 21, 2021 | K - Long Island | Energy Storage |  |  | 5 | [9 empty] | Sunation Solar Systems | 1 | [5 empty] | FALSE
2172 | 2172 | 2291 | Home B in 11596 |  |  |  |  | Jan 21, 2021 | K - Long Island | Energy Storage |  |  | 10 | [9 empty] | Sunrun | 1 | [5 empty] | FALSE
2173 | 2173 | 2292 | Home A in 11727 |  |  |  |  | Jan 21, 2021 | K - Long Island | Energy Storage |  |  | 5 | [9 empty] | Sunation Solar Systems | 1 | [5 empty] | FALSE
2174 | 2174 | 2293 | Home I in 11566 |  |  |  |  | Jan 20, 2021 | K - Long Island | Energy Storage |  |  | 10 | [9 empty] | EmPower CES | 1 | [5 empty] | FALSE
2175 | 2175 | 2294 | Home F in 11050 |  |  |  |  | Jan 20, 2021 | K - Long Island | Energy Storage |  |  | 10 | [9 empty] | EmPower CES | 1 | [5 empty] | FALSE
2176 | 2176 | 2295 | Home A in 11559 |  |  |  |  | Jan 20, 2021 | K - Long Island | Energy Storage |  |  | 7.68 | [9 empty] | Momentum Solar | 1 | [5 empty] | FALSE
2177 | 2177 | 2296 | Home L in 11791 |  |  |  |  | Jan 20, 2021 | K - Long Island | Energy Storage |  |  | 10 | [9 empty] | Tesla Energy Operations, Inc. | 1 | [5 empty] | FALSE
2178 | 2178 | 2297 | Home K in 11746 |  |  |  |  | Jan 20, 2021 | K - Long Island | Energy Storage |  |  | 10 | [9 empty] | Tesla Energy Operations, Inc. | 1 | [5 empty] | FALSE
2179 | 2179 | 2298 | Home D in 11959 |  |  |  |  | Jan 19, 2021 | K - Long Island | Energy Storage |  |  | 5 | [9 empty] | Green Logic | 1 | [5 empty] | FALSE
2180 | 2180 | 2299 | Home H in 11768 |  |  |  |  | Jan 14, 2021 | K - Long Island | Energy Storage |  |  | 10 | [9 empty] | Tesla Energy Operations, Inc. | 1 | [5 empty] | FALSE
2181 | 2181 | 2300 | Home A in 11548 |  |  |  |  | Jan 14, 2021 | K - Long Island | Energy Storage |  |  | 10 | [9 empty] | Sunation Solar Systems | 1 | [5 empty] | FALSE
2182 | 2182 | 2301 | Home K in 11040 |  |  |  |  | Jan 14, 2021 | K - Long Island | Energy Storage |  |  | 10 | [9 empty] | Harvest Power | 1 | [5 empty] | FALSE
2183 | 2183 | 2302 | Home I in 11803 |  |  |  |  | Jan 13, 2021 | K - Long Island | Energy Storage |  |  | 10 | [9 empty] | Sunrun | 1 | [5 empty] | FALSE
2184 | 2184 | 2303 | Home J in 11566 |  |  |  |  | Jan 13, 2021 | K - Long Island | Energy Storage |  |  | 5 | [9 empty] | Tesla Energy Operations, Inc. | 1 | [5 empty] | FALSE
2185 | 2185 | 2304 | Home H in 11590 |  |  |  |  | Jan 13, 2021 | K - Long Island | Energy Storage |  |  | 10 | [9 empty] | Tesla Energy Operations, Inc. | 1 | [5 empty] | FALSE
2186 | 2186 | 2305 | Home F in 11963 |  |  |  |  | Jan 12, 2021 | K - Long Island | Energy Storage |  |  | 15 | [9 empty] | Sunation Solar Systems | 1 | [5 empty] | FALSE
2187 | 2187 | 2306 | Home H in 11756 |  |  |  |  | Jan 7, 2021 | K - Long Island | Energy Storage |  |  | 5 | [9 empty] | Sunrun | 1 | [5 empty] | FALSE
2188 | 2188 | 2307 | Home C in 11020 |  |  |  |  | Jan 7, 2021 | K - Long Island | Energy Storage |  |  | 10 | [9 empty] | Sunrun | 1 | [5 empty] | FALSE
2189 | 2189 | 2308 | Home F in 11710 |  |  |  |  | Jan 6, 2021 | K - Long Island | Energy Storage |  |  | 5 | [9 empty] | Sunation Solar Systems | 1 | [5 empty] | FALSE
2190 | 2190 | 2309 | Home B in 11798 |  |  |  |  | Jan 6, 2021 | K - Long Island | Energy Storage |  |  | 5 | [9 empty] | Sunrun | 1 | [5 empty] | FALSE
2191 | 2191 | 2310 | Home M in 11791 |  |  |  |  | Jan 6, 2021 | K - Long Island | Energy Storage |  |  | 13.4 | [9 empty] | Long Island Power Solutions | 1 | [5 empty] | FALSE
2192 | 2192 | 2311 | Home E in 11030 |  |  |  |  | Jan 6, 2021 | K - Long Island | Energy Storage |  |  | 10 | [9 empty] | Sunation Solar Systems | 1 | [5 empty] | FALSE
2193 | 2193 | 2312 | Borrego Solar Systems, Inc. – 753 Grooms Road |  | Borrego Solar Systems, Inc. – 753 Grooms Road – 5MWac – PV Systems | Borrego Solar Systems, Inc. – 753 Grooms Road – 5MWac – PV Systems | 7497.49 |  | F - Capital | Solar PV | 7497.49 | 0 | 0 | 0 | 0 | 0 | 0 | 0 | 0 | 0 | 0 | 0 | Nautilus Solar Energy | 1 | 2021-03-02 |  |  |  |  | TRUE
2194 | 2193 | 2312 | Borrego Solar Systems, Inc. – 753 Grooms Road |  | Borrego Solar Systems, Inc. – 753 Grooms Road – 2MWac – PV Systems | Borrego Solar Systems, Inc. – 753 Grooms Road – 2MWac – PV Systems | 2852.85 |  | F - Capital | Solar PV | 2852.85 | 0 | 0 | 0 | 0 | 0 | 0 | 0 | 0 | 0 | 0 | 0 | Nautilus Solar Energy | 1 | 2021-03-02 |  |  |  |  | TRUE
2195 | 2194 | 2313 | Borrego Solar Systems – 3254 Roosevelt Hwy |  | Borrego Solar Systems – 3254 Roosevelt Hwy – PV Systems | Borrego Solar Systems – 3254 Roosevelt Hwy – PV Systems | 6912.68 |  | B - Genessee | Solar PV | 6912.68 | 0 | 0 | 0 | 0 | 0 | 0 | 0 | 0 | 0 | 0 | 0 | Nautilus Solar Energy | 1 | 2021-03-02 |  |  |  |  | TRUE
2197 | 2088 | 2207 | Dryden Community Solar Farm |  | Dryden Community Solar Farm 1 - 77233 | Solar Farms New York - Dryden Community Solar Farm 1 - 2150 Dryden Rd - PV Systems | 5108.4 |  | C - Central | Solar PV | 5108.4 | 0 | 0 | 0 | 0 | 0 | 0 | 0 | 0 | 0 | 0 | 0 | Distributed Asset Solutions LLC | 1 | 2021-03-27 | 2023-12-17 |  |  |  | TRUE
2198 | 2196 | 2314 | Fogarty - 124 Lybolt Rd |  | Fogarty - 124 Lybolt Rd - PV Systems | Fogarty - 124 Lybolt Rd - PV Systems | 3001.81 |  | G - Hudson Valley | Solar PV | 3001.81 | 0 | 0 | 0 | 0 | 0 | 0 | 0 | 0 | 0 | 0 | 0 | Clearway Renew LLC | 1 | 2021-03-25 |  |  |  |  | TRUE
2199 | 2197 | 2315 | 55 Wall St |  | 55 Wall St | 55 Wall Street | 795 | April 2021 | J - New York City | CHP | 750 | 4257 | 0 | 0 | 0 | 0 | 0 | 0 | 0 | 0 | 0 | 0 | Board of Managers of Cipriani Club | 3 | 2021-04-02 |  |  |  | TRUE | TRUE |  | TRUE | TRUE |  |  |  | FALSE
2200 | 2198 | 2316 | Borrego Solar Systems, Inc. - 2645 Union St. |  | Borrego Solar Systems, Inc. - 174097 | Borrego Solar Systems, Inc. - 174097 | 6443.28 |  | B - Genessee | Solar PV | 6443.28 | 0 | 0 | 0 | 0 | 0 | 0 | 0 | 0 | 0 | 0 | 0 | Nexamp | 1 | 2021-04-14 |  |  |  |  | TRUE
2201 | 2199 | 2317 | Borrego Solar Systems, Inc. - 2648 Union St. |  | Borrego Solar Systems, Inc. - 174104 | Borrego Solar Systems, Inc. - 174104 | 5622.48 |  | B - Genessee | Solar PV | 5622.48 | 0 | 0 | 0 | 0 | 0 | 0 | 0 | 0 | 0 | 0 | 0 | Nexamp | 1 | 2021-04-14 |  |  |  |  | TRUE
2202 | 2200 | 2318 | Borrego Solar Systems, Inc. - 2675 Union St. |  | Borrego Solar Systems, Inc. - 174102 | Borrego Solar Systems, Inc. - 174102 | 5848.2 |  | B - Genessee | Solar PV | 5848.2 | 0 | 0 | 0 | 0 | 0 | 0 | 0 | 0 | 0 | 0 | 0 | Nexamp | 1 | 2021-04-17 |  |  |  |  | TRUE
2203 | 2201 | 2319 | Delaware River Solar, LLC - 2 Frey Road |  | Delaware River Solar, LLC - 2 Frey Road - 196766 | Delaware River Solar, LLC - 2 Frey Road - PV Systems | 2405.52 |  | B - Genessee | Solar PV | 2405.52 | 0 | 0 | 0 | 0 | 0 | 0 | 0 | 0 | 0 | 0 | 0 | KSI II Consolidated, LLC | 1 | 2021-04-02 |  |  |  |  | TRUE
2204 | 2201 | 2319 | Delaware River Solar, LLC - 2 Frey Road |  | Delaware River Solar, LLC - 2 Frey Road - 202769 | Delaware River Solar, LLC - 2 Frey Road - PV Systems | 1994.33 |  | B - Genessee | Solar PV | 1994.33 | 0 | 0 | 0 | 0 | 0 | 0 | 0 | 0 | 0 | 0 | 0 | KSI II Consolidated, LLC | 1 | 2021-04-02 |  |  |  |  | TRUE
2205 | 2202 | 2320 | Marlborough Solar, LLC - 132 Milton Turnpike |  | Marlborough Solar, LLC - 132 Milton Turnpike - PV Systems | Marlborough Solar, LLC - 132 Milton Turnpike - PV Systems | 2702.29 |  | G - Hudson Valley | Solar PV | 2702.29 | 0 | 0 | 0 | 0 | 0 | 0 | 0 | 0 | 0 | 0 | 0 | Nexamp | 1 | 2021-04-06 |  |  |  |  | TRUE
2206 | 2203 | 2321 | Maine Endwell Central School District - 2661 NY26 |  | Maine Endwell Central School District - 2661 NY26 - PV Systems | Maine Endwell Central School District - 2661 NY26 - PV Systems | 4005.69 |  | C - Central | Solar PV | 4005.69 | 0 | 0 | 0 | 0 | 0 | 0 | 0 | 0 | 0 | 0 | 0 | Renovus Solar | 1 | 2021-04-07 |  |  |  |  | TRUE
2207 | 2204 | 2322 | NY Orange I, LLC - 2100 County Road 16 |  | NY Orange I, LLC - 2100 County Road 16 - PV Systems | NY Orange I, LLC - 2100 County Road 16 - PV Systems | 2881.48 |  | C - Central | Solar PV | 2881.48 | 0 | 0 | 0 | 0 | 0 | 0 | 0 | 0 | 0 | 0 | 0 | KSI II Consolidated, LLC | 1 | 2021-04-13 |  | Delaware River Solar, LLC - 21002102 County Road 16 - PV Systems |  |  | TRUE
2208 | 2205 | 2323 | Sunvestment Energy Group NY 64, LLC - 5563 Lakeville Road |  | Sunvestment Energy Group NY 64, LLC - 5563 Lakeville Road - PV Systems | Sunvestment Energy Group NY 64, LLC - 5563 Lakeville Road - PV Systems | 4060.68 |  | A - West | Solar PV | 4060.68 | 0 | 0 | 0 | 0 | 0 | 0 | 0 | 0 | 0 | 0 | 0 | RER Energy Group | 1 | 2021-03-20 |  |  |  |  | TRUE
2209 | 2206 | 2324 | Brooklyn Center |  | Centers - Brooklyn | Centers - Brooklyn | 200 |  | J - New York City | CHP | 200 | 1286.4 | 0 | 0 | 0 | 0 | 0 | 0 | 0 | 0 | 0 | 0 | Aegis Energy Services, Inc. | 2 | 2021-04-26 |  |  |  |  | TRUE | TRUE | TRUE
2210 | 1892 | 1893 | OYA Blanchard Road |  | Blanchard 1 (Jefferson) | Blanchard 1 (Jefferson) | 5000 |  | E - Mohawk Valley | Energy Storage | 0 | 0 | 5000 | 15000 | 0 | 0 | 0 | 0 | 0 | 0 | 0 | 0 | NextEra Energy | 1 | 2020-10-01 |  |  |  |  | TRUE
2211 | 1893 | 1895 | OYA Blanchard Road 2 |  | Blanchard 2 (Jefferson) | Blanchard 2 (Jefferson) | 5000 |  | E - Mohawk Valley | Energy Storage | 0 | 0 | 5000 | 15000 | 0 | 0 | 0 | 0 | 0 | 0 | 0 | 0 |  | 1 | 2020-10-01 |  |  |  |  | TRUE
2212 | 2207 | 2325 | Volney II |  | Volney II | Volney II | 3000 |  | C - Central | Energy Storage | 0 | 0 | 3000 | 15000 | 0 | 0 | 0 | 0 | 0 | 0 | 0 | 0 | NextEra Energy | 1 | 2021-01-01 |  |  |  |  | TRUE
2213 | 2208 | 2326 | Delaware River Solar, LLC - 2017 State Highway 17B (#1) |  | Delaware River Solar, LLC - 2017 State Highway 17B (#1) - PV Systems | Delaware River Solar, LLC - 2017 State Highway 17B (#1) - PV Systems | 6102.2 |  | E - Mohawk Valley | Solar PV | 6102.2 | 0 | 0 | 0 | 0 | 0 | 0 | 0 | 0 | 0 | 0 | 0 | Delaware River Solar | 1 | 2021-03-15 |  |  |  |  | TRUE
2214 | 2209 | 2327 | NY Rushford I, LLC - 9475 Podunque Road |  | NY Rushford I, LLC - 9475 Podunque Road - PV Systems | NY Rushford I, LLC - 9475 Podunque Road - PV Systems | 6762.6 |  | B - Genessee | Solar PV | 6762.6 | 0 | 0 | 0 | 0 | 0 | 0 | 0 | 0 | 0 | 0 | 0 | KSI II Consolidated, LLC | 1 | 2021-04-26 |  | Delaware River Solar, LLC - 9475 Podunque Road - PV Systems |  |  | TRUE
2215 | 1894 | 1418 | OYA NYS Route 12 |  | NYS Route 12 (Jefferson) | NYS Route 12 (Jefferson) | 5000 |  | E - Mohawk Valley | Energy Storage | 0 | 0 | 5000 | 15000 | 0 | 0 | 0 | 0 | 0 | 0 | 0 | 0 | NextEra Energy | 1 | 2020-12-12 |  |  |  |  | TRUE
2216 | 2210 | 2328 | Lodestar Energy - 170 Buck Rd |  | Lodestar Energy - 170 Buck Rd - 223034 | Lodestar Energy - 170 Buck Rd - 223034 | 5602.8 |  | C - Central | Solar PV | 5602.8 | 0 | 0 | 0 | 0 | 0 | 0 | 0 | 0 | 0 | 0 | 0 | Lodestar Energy | 1 | 2021-05-09 |  |  |  |  | TRUE
2217 | 2211 | 2329 | Salt Point Solar, LLC |  | Salt Point Solar, LLC - 80466 | Salt Point Solar, LLC - 525 Salt Point Turnpike - PV Systems | 2952.6 |  | H - Millwood | Solar PV | 2952.3 | 0 | 0 | 0 | 0 | 0 | 0 | 0 | 0 | 0 | 0 | 0 | Generate Capital, Inc. | 1 | 2021-04-01 |  |  |  |  | TRUE
2218 | 2212 | 2330 | Windsor Court |  | Windsor Court | Windsor Court | 250 |  | J - New York City | CHP | 250 | 0 | 0 | 0 | 0 | 0 | 0 | 0 | 0 | 0 | 0 | 0 | Tecogen, Inc. | 2 | 2021-03-23 |  |  |  | FALSE | TRUE | TRUE | TRUE |  |  |  | Manual
2219 | 2213 | 2331 | Dubois Solar, LLC |  | Dubois Solar, LLC - 50782 | Dubois Solar, LLC - 2208 State Route 52 - PV Systems | 3003 |  | G - Hudson Valley | Solar PV | 3003 | 0 | 0 | 0 | 0 | 0 | 0 | 0 | 0 | 0 | 0 | 0 | Generate Capital, Inc. | 1 | 2021-05-27 |  |  |  |  | TRUE
2220 | 2214 | 2332 | FFP NY Rome Project1 - 7585 NewFloyd Rd |  | FFP NY Rome Project1 - 7585 NewFloyd Rd - 26244 | FFP NY Rome Project1, LLC - 7585 NEWFLOYD RD - 26244 | 6176.43 |  | E - Mohawk Valley | Solar PV | 6176.43 | 0 | 0 | 0 | 0 | 0 | 0 | 0 | 0 | 0 | 0 | 0 | Generate Capital, Inc. | 1 | 2021-05-18 |  |  |  |  | TRUE
2221 | 2215 | 2333 | CES Marbletown Solar - 2675 Route 209 |  | CES Marbletown Solar - 2675 Route 209 - 226934 | CES Marbletown Solar, LLC - 2675 Route 209 - 226934 | 4429.92 |  | G - Hudson Valley | Solar PV | 4435 | 0 | 0 | 0 | 0 | 0 | 0 | 0 | 0 | 0 | 0 | 0 | Consolidated Edison Solutions | 1 | 2021-05-20 |  |  |  |  | TRUE
2222 | 2216 | 2334 | Facility A in 12586 |  |  |  |  | Dec 31, 2019 | G - Hudson Valley | Energy Storage |  |  | 3960 | [9 empty] | Borrego Solar (formerly SEC Newco, LLC) | 1 | [5 empty] | FALSE
2223 | 2217 | 2335 | Home I in 10510 |  |  |  |  | Dec 7, 2020 | I - Dunwoodie | Energy Storage |  |  | 10 | [9 empty] | SolarCity (now Tesla) | 1 | [5 empty] | FALSE
2224 | 2218 | 2336 | Home B in 10706 |  |  |  |  | Dec 3, 2020 | I - Dunwoodie | Energy Storage |  |  | 5.76 | [9 empty] | Sunrun | 1 | [5 empty] | FALSE
2225 | 2219 | 2337 | Home B in 10538 |  |  |  |  | Dec 10, 2020 | I - Dunwoodie | Energy Storage |  |  | 10 | [9 empty] | Sunrun | 1 | [5 empty] | FALSE
2226 | 2220 | 2338 | Home A in 13654 |  |  |  |  | Jan 7, 2021 | E - Mohawk Valley | Energy Storage |  |  | 5 | [9 empty] | Proven Energy Systems | 1 | [5 empty] | FALSE
2227 | 2221 | 2339 | Facility A in 13365 |  |  |  |  | Oct 21, 2020 | E - Mohawk Valley | Energy Storage |  |  | 2000 | [9 empty] | Nexamp | 1 | [5 empty] | FALSE
2228 | 2222 | 2340 | Home A in 12202 |  |  |  |  | Jan 12, 2021 | F - Capital | Energy Storage |  |  | 7.6 | [9 empty] | AEC Solar | 1 | [5 empty] | FALSE
2229 | 2223 | 2341 | Facility B in zip code 12095 |  |  |  |  | Oct 21, 2020 | F - Capital | Energy Storage |  |  | 3500 | [9 empty] | Nexamp | 1 | [5 empty] | FALSE
2230 | 2224 | 2342 | Home B in 13862 |  |  |  |  | Dec 4, 2020 | C - Central | Energy Storage |  |  | 11.6 | [9 empty] | ETM Solar Works | 1 | [5 empty] | FALSE
2231 | 2225 | 2343 | Home A in 13815 |  |  |  |  | Dec 9, 2020 | E - Mohawk Valley | Energy Storage |  |  | 12 | [9 empty] | Sungineer Solar | 1 | [5 empty] | FALSE
2232 | 2226 | 2344 | Home A in 12766 |  |  |  |  | Dec 4, 2020 | E - Mohawk Valley | Energy Storage |  |  | 7.6 | [9 empty] | US Energy Concierge | 1 | [5 empty] | FALSE
2233 | 2227 | 2345 | Home A in 13077 |  |  |  |  | Jan 7, 2021 | C - Central | Energy Storage |  |  | 8 | [9 empty] | Renovus Solar | 1 | [5 empty] | FALSE
2234 | 2228 | 2346 | Home C in 10541 |  |  |  |  | Dec 10, 2020 | G - Hudson Valley | Energy Storage |  |  | 5.8 | [9 empty] | New York State Solar Farm | 1 | [5 empty] | FALSE
2235 | 2229 | 2347 | Home B in 14086 |  |  |  |  | Dec 24, 2020 | A - West | Energy Storage |  |  | 7.2 | [9 empty] | GO SOLAR, LLC | 1 | [5 empty] | FALSE
2236 | 2230 | 2348 | Home B in 14882 |  |  |  |  | Nov 12, 2020 | C - Central | Energy Storage |  |  | 1 | [9 empty] | Nexamp | 1 | [5 empty] | FALSE
2237 | 2231 | 2349 | Home D in 10541 |  |  |  |  | Dec 17, 2020 | G - Hudson Valley | Energy Storage |  |  | 7.6 | [9 empty] | New York Power Solutions | 1 | [5 empty] | FALSE
2238 | 2232 | 2350 | Facility A in 12566 |  |  |  |  | Dec 30, 2020 | G - Hudson Valley | Energy Storage |  |  | 2000 | [9 empty] | Cypress Creek Renewables | 1 | [5 empty] | FALSE
2239 | 2233 | 2351 | Home C in 11010 |  |  |  |  | Dec 2, 2020 | K - Long Island | Energy Storage |  |  | 10 | [9 empty] | Sunation Solar Systems | 1 | [5 empty] | FALSE
2240 | 2234 | 2352 | Home H in 11050 |  |  |  |  | Dec 18, 2020 | K - Long Island | Energy Storage |  |  | 5 | [9 empty] | EmPower CES | 1 | [5 empty] | FALSE
2241 | 2235 | 2353 | Home H in 11554 |  |  |  |  | Dec 10, 2020 | K - Long Island | Energy Storage |  |  | 10 | [9 empty] | Sunrun | 1 | [5 empty] | FALSE
2242 | 2236 | 2354 | Home L in 11040 |  |  |  |  | Dec 30, 2020 | K - Long Island | Energy Storage |  |  | 10 | [9 empty] | Tesla Energy Operations, Inc. | 1 | [5 empty] | FALSE
2243 | 2237 | 2355 | Home M in 11040 |  |  |  |  | Dec 31, 2020 | K - Long Island | Energy Storage |  |  | 15 | [9 empty] | Tesla Energy Operations, Inc. | 1 | [5 empty] | FALSE
2244 | 2238 | 2356 | Home I in 11050 |  |  |  |  | Dec 2, 2020 | K - Long Island | Energy Storage |  |  | 10 | [9 empty] | EmPower CES | 1 | [5 empty] | FALSE
2245 | 2239 | 2357 | Home G in 10583 |  |  |  |  | Jan 12, 2021 | I - Dunwoodie | Energy Storage |  |  | 15 | [9 empty] | SolarCity (now Tesla) | 1 | [5 empty] | FALSE
2246 | 2240 | 2358 | Home B in 12433 |  |  |  |  | Mar 2, 2021 | G - Hudson Valley | Energy Storage |  |  | 9 | [9 empty] | Hudson River Renewables | 1 | [5 empty] | FALSE
2247 | 2241 | 2359 | Home F in 12477 |  |  |  |  | Mar 17, 2021 | G - Hudson Valley | Energy Storage |  |  | 7.6 | [9 empty] | Lighthouse Solar | 1 | [5 empty] | FALSE
2248 | 2242 | 2360 | Home G in 12477 |  |  |  |  | Mar 18, 2021 | G - Hudson Valley | Energy Storage |  |  | 7.6 | [9 empty] | Lighthouse Solar | 1 | [5 empty] | FALSE
2249 | 2243 | 2361 | Home A in 12582 |  |  |  |  | Mar 5, 2021 | G - Hudson Valley | Energy Storage |  |  | 5 | [9 empty] | Sunrun | 1 | [5 empty] | FALSE
2250 | 2244 | 2362 | Home B in 12577 |  |  |  |  | Feb 25, 2021 | G - Hudson Valley | Energy Storage |  |  | 15 | [9 empty] | Tesla Energy Operations, Inc. | 1 | [5 empty] | FALSE
2251 | 2245 | 2363 | Home H in 12533 |  |  |  |  | Feb 17, 2021 | G - Hudson Valley | Energy Storage |  |  | 7.6 | [9 empty] | Empire Solar Solutions | 1 | [5 empty] | FALSE
2252 | 2246 | 2364 | Home B in 12514 |  |  |  |  | Mar 12, 2021 | G - Hudson Valley | Energy Storage |  |  | 5 | [9 empty] | SunCommon | 1 | [5 empty] | FALSE
2253 | 2247 | 2365 | Home E in 12538 |  |  |  |  | Mar 19, 2021 | G - Hudson Valley | Energy Storage |  |  | 5.76 | [9 empty] | Sunrun | 1 | [5 empty] | FALSE
2254 | 2248 | 2366 | Home H in 12553 |  |  |  |  | Mar 1, 2021 | G - Hudson Valley | Energy Storage |  |  | 7.68 | [9 empty] | Sunrun | 1 | [5 empty] | FALSE
2255 | 2249 | 2367 | Home F in 12538 |  |  |  |  | Feb 10, 2021 | G - Hudson Valley | Energy Storage |  |  | 5 | [9 empty] | SunCommon | 1 | [5 empty] | FALSE
2256 | 2250 | 2368 | Home G in 12446 |  |  |  |  | Mar 10, 2021 | G - Hudson Valley | Energy Storage |  |  | 5 | [9 empty] | New York State Solar Farm | 1 | [5 empty] | FALSE
2257 | 2251 | 2369 | Home I in 12533 |  |  |  |  | Mar 11, 2021 | G - Hudson Valley | Energy Storage |  |  | 5.76 | [9 empty] | Sunrun | 1 | [5 empty] | FALSE
2258 | 2252 | 2370 | Home F in 12561 |  |  |  |  | Mar 11, 2021 | G - Hudson Valley | Energy Storage |  |  | 7.6 | [9 empty] | Lighthouse Solar | 1 | [5 empty] | FALSE
2259 | 2253 | 2371 | Home I in 12553 |  |  |  |  | Feb 8, 2021 | G - Hudson Valley | Energy Storage |  |  | 15 | [9 empty] | Tesla Energy Operations, Inc. | 1 | [5 empty] | FALSE
2260 | 2254 | 2372 | Home D in 12461 |  |  |  |  | Mar 10, 2021 | G - Hudson Valley | Energy Storage |  |  | 5 | [9 empty] | SunCommon | 1 | [5 empty] | FALSE
2261 | 2255 | 2373 | Home G in 12550 |  |  |  |  | Mar 11, 2021 | G - Hudson Valley | Energy Storage |  |  | 5 | [9 empty] | Sunrun | 1 | [5 empty] | FALSE
2262 | 2256 | 2374 | Home A in 12518 |  |  |  |  | Feb 24, 2021 | G - Hudson Valley | Energy Storage |  |  | 10 | [9 empty] | Tesla Energy Operations, Inc. | 1 | [5 empty] | FALSE
2263 | 2257 | 2375 | Home B in 12546 |  |  |  |  | Mar 3, 2021 | F - Capital | Energy Storage |  |  | 8 | [9 empty] | Hudson River Renewables | 1 | [5 empty] | FALSE
2264 | 2258 | 2376 | Home G in 12590 |  |  |  |  | Mar 29, 2021 | G - Hudson Valley | Energy Storage |  |  | 5 | [9 empty] | Sunrun | 1 | [5 empty] | FALSE
2265 | 2259 | 2377 | Home C in 12580 |  |  |  |  | Feb 2, 2021 | G - Hudson Valley | Energy Storage |  |  | 5 | [9 empty] | Tesla Energy Operations, Inc. | 1 | [5 empty] | FALSE
2266 | 2260 | 2378 | Home D in 12498 |  |  |  |  | Feb 18, 2021 | G - Hudson Valley | Energy Storage |  |  | 5 | [9 empty] | SunCommon | 1 | [5 empty] | FALSE
2267 | 2261 | 2379 | Home C in 10516 |  |  |  |  | Mar 2, 2021 | G - Hudson Valley | Energy Storage |  |  | 10 | [9 empty] | Tesla Energy Operations, Inc. | 1 | [5 empty] | FALSE
2268 | 2262 | 2380 | Home E in 12572 |  |  |  |  | Feb 16, 2021 | G - Hudson Valley | Energy Storage |  |  | 5 | [9 empty] | SunCommon | 1 | [5 empty] | FALSE
2269 | 2263 | 2381 | Home B in 12567 |  |  |  |  | Mar 22, 2021 | F - Capital | Energy Storage |  |  | 11.52 | [9 empty] | Lighthouse Solar | 1 | [5 empty] | FALSE
2270 | 2264 | 2382 | Home E in 12571 |  |  |  |  | Feb 23, 2021 | F - Capital | Energy Storage |  |  | 5 | [9 empty] | PlugPV | 1 | [5 empty] | FALSE
2271 | 2265 | 2383 | Home B in 12444 |  |  |  |  | Feb 26, 2021 | G - Hudson Valley | Energy Storage |  |  | 3.8 | [9 empty] | Kasselman Solar | 1 | [5 empty] | FALSE
2272 | 2266 | 2384 | Home B in 12525 |  |  |  |  | Mar 29, 2021 | G - Hudson Valley | Energy Storage |  |  | 15 | [9 empty] | Tesla Energy Operations, Inc. | 1 | [5 empty] | FALSE
2273 | 2267 | 2385 | Home H in 12477 |  |  |  |  | Mar 16, 2021 | G - Hudson Valley | Energy Storage |  |  | 5 | [9 empty] | SunCommon | 1 | [5 empty] | FALSE
2274 | 2268 | 2386 | Home E in 12498 |  |  |  |  | Mar 26, 2021 | G - Hudson Valley | Energy Storage |  |  | 5 | [9 empty] | SunCommon | 1 | [5 empty] | FALSE
2275 | 2269 | 2387 | Home A in 12147 |  |  |  |  | Feb 5, 2021 | F - Capital | Energy Storage |  |  | 10 | [9 empty] | Tesla Energy Operations, Inc. | 1 | [5 empty] | FALSE
2276 | 2270 | 2388 | Home D in 12414 |  |  |  |  | Mar 29, 2021 | G - Hudson Valley | Energy Storage |  |  | 9 | [9 empty] | Hudson River Renewables | 1 | [5 empty] | FALSE
2277 | 2271 | 2389 | Home B in 12601 |  |  |  |  | Mar 1, 2021 | G - Hudson Valley | Energy Storage |  |  | 7.68 | [9 empty] | Sunrun | 1 | [5 empty] | FALSE
2278 | 2272 | 2390 | Home D in 12589 |  |  |  |  | Mar 5, 2021 | G - Hudson Valley | Energy Storage |  |  | 10 | [9 empty] | New York State Solar Farm | 1 | [5 empty] | FALSE
2279 | 2273 | 2391 | Home E in 10566 |  |  |  |  | Feb 24, 2021 | I - Dunwoodie | Energy Storage |  |  | 5 | [9 empty] | SolarCity (now Tesla) | 1 | [5 empty] | FALSE
2280 | 2274 | 2392 | Home C in 10502 |  |  |  |  | Feb 22, 2021 | I - Dunwoodie | Energy Storage |  |  | 15 | [9 empty] | SolarCity (now Tesla) | 1 | [5 empty] | FALSE
2281 | 2275 | 2393 | Home J in 10804 |  |  |  |  | Feb 16, 2021 | I - Dunwoodie | Energy Storage |  |  | 9.8 | [9 empty] | Sunrun | 1 | [5 empty] | FALSE
2282 | 2276 | 2394 | Home D in 10514 |  |  |  |  | Mar 18, 2021 | I - Dunwoodie | Energy Storage |  |  | 10 | [9 empty] | SolarCity (now Tesla) | 1 | [5 empty] | FALSE
2283 | 2277 | 2395 | Home A in 10710 |  |  |  |  | Feb 3, 2021 | I - Dunwoodie | Energy Storage |  |  | 5 | [9 empty] | Sunrun | 1 | [5 empty] | FALSE
2284 | 2278 | 2396 | Facility A in 10021 |  |  |  |  | Dec 31, 2019 | J - New York City | Energy Storage |  |  | 125 | [9 empty] | EnerNOC (now Enel X) | 1 | [5 empty] | FALSE
2285 | 2279 | 2397 | Home B in 10580 |  |  |  |  | Mar 26, 2021 | I - Dunwoodie | Energy Storage |  |  | 5 | [9 empty] | SolarCity (now Tesla) | 1 | [5 empty] | FALSE
2286 | 2280 | 2398 | Home G in 10510 |  |  |  |  | Feb 4, 2021 | I - Dunwoodie | Energy Storage |  |  | 6.7 | [9 empty] | New York Power Solutions | 1 | [5 empty] | FALSE
2287 | 2281 | 2399 | Home C in 10605 |  |  |  |  | Feb 22, 2021 | I - Dunwoodie | Energy Storage |  |  | 15 | [9 empty] | SolarCity (now Tesla) | 1 | [5 empty] | FALSE
2288 | 2282 | 2400 | Home E in 10514 |  |  |  |  | Mar 2, 2021 | I - Dunwoodie | Energy Storage |  |  | 7.7 | [9 empty] | SolarCity (now Tesla) | 1 | [5 empty] | FALSE
2289 | 2283 | 2401 | Home D in 10530 |  |  |  |  | Mar 26, 2021 | I - Dunwoodie | Energy Storage |  |  | 5 | [9 empty] | Sunrun | 1 | [5 empty] | FALSE
2290 | 2284 | 2402 | Home H in 10510 |  |  |  |  | Mar 24, 2021 | I - Dunwoodie | Energy Storage |  |  | 6.7 | [9 empty] | New York Power Solutions | 1 | [5 empty] | FALSE
2291 | 2285 | 2403 | Home A in 10303 |  |  |  |  | Feb 5, 2021 | J - New York City | Energy Storage |  |  | 7.68 | [9 empty] | Momentum Solar | 1 | [5 empty] | FALSE
2292 | 2286 | 2404 | Home G in 10562 |  |  |  |  | Mar 31, 2021 | I - Dunwoodie | Energy Storage |  |  | 20 | [9 empty] | SolarCity (now Tesla) | 1 | [5 empty] | FALSE
2293 | 2287 | 2405 | Home C in 10595 |  |  |  |  | Feb 11, 2021 | I - Dunwoodie | Energy Storage |  |  | 15 | [9 empty] | SolarCity (now Tesla) | 1 | [5 empty] | FALSE
2294 | 2288 | 2406 | Home D in 10567 |  |  |  |  | Feb 4, 2021 | I - Dunwoodie | Energy Storage |  |  | 4.3 | [9 empty] | Sunrun | 1 | [5 empty] | FALSE
2295 | 2289 | 2407 | Home F in 10562 |  |  |  |  | Mar 24, 2021 | I - Dunwoodie | Energy Storage |  |  | 15 | [9 empty] | SolarCity (now Tesla) | 1 | [5 empty] | FALSE
2296 | 2290 | 2408 | Facility A in 10464 |  |  |  |  | Mar 30, 2021 | J - New York City | Energy Storage |  |  | 1000 | [9 empty] | GI Energy | 1 | [5 empty] | FALSE
2297 | 2291 | 2409 | Home F in 10583 |  |  |  |  | Feb 8, 2021 | I - Dunwoodie | Energy Storage |  |  | 10 | [9 empty] | Tesla Energy Operations, Inc. | 1 | [5 empty] | FALSE
2298 | 2292 | 2410 | Facility A in 12309 |  |  |  |  | Jul 19, 2018 | F - Capital | Energy Storage |  |  | 6711 | [9 empty] | General Electric Co. | 1 | [5 empty] | FALSE
2299 | 2293 | 2411 | Home B in 12804 |  |  |  |  | Nov 17, 2020 | F - Capital | Energy Storage |  |  | 5 | [9 empty] | Apex Solar Power | 1 | [5 empty] | FALSE
2300 | 2294 | 2412 | Home E in 12020 |  |  |  |  | Jun 17, 2020 | F - Capital | Energy Storage |  |  | 7.6 | [9 empty] | Kasselman Solar | 1 | [5 empty] | FALSE
2301 | 2295 | 2413 | Home A in 12846 |  |  |  |  | Feb 9, 2021 | F - Capital | Energy Storage |  |  | 10 | [9 empty] | SolarCity (now Tesla) | 1 | [5 empty] | FALSE
2302 | 2296 | 2414 | Home A in 13363 |  |  |  |  | Apr 13, 2021 | E - Mohawk Valley | Energy Storage |  |  | 10 | [9 empty] | SolarCity (now Tesla) | 1 | [5 empty] | FALSE
2303 | 2297 | 2415 | Home B in 12816 |  |  |  |  | Jun 10, 2020 | F - Capital | Energy Storage |  |  | 20 | [9 empty] | PlugPV | 1 | [5 empty] | FALSE
2304 | 2298 | 2416 | Home A in 13158 |  |  |  |  | Nov 13, 2020 | C - Central | Energy Storage |  |  | 7 | [9 empty] | Renovus Solar | 1 | [5 empty] | FALSE
2305 | 2299 | 2417 | Home A in 13438 |  |  |  |  | Oct 15, 2020 | E - Mohawk Valley | Energy Storage |  |  | 7.6 | [9 empty] | Solar Liberty | 1 | [5 empty] | FALSE
2306 | 2300 | 2418 | Facility A in 13069 |  |  |  |  | Feb 12, 2021 | C - Central | Energy Storage |  |  | 5000 | [9 empty] | DG New York CS | 1 | [5 empty] | FALSE
2307 | 2301 | 2419 | Home B in 12203 |  |  |  |  | Mar 18, 2021 | F - Capital | Energy Storage |  |  | 0.99 | [9 empty] | AEC Solar | 1 | [5 empty] | FALSE
2308 | 2302 | 2420 | Home A in 14895 |  |  |  |  | Dec 10, 2020 | B - Genessee | Energy Storage |  |  | 7.6 | [9 empty] | Solar Liberty | 1 | [5 empty] | FALSE
2309 | 2303 | 2421 | Home B in 12846 |  |  |  |  | Mar 24, 2021 | F - Capital | Energy Storage |  |  | 10 | [9 empty] | SolarCity (now Tesla) | 1 | [5 empty] | FALSE
2310 | 2304 | 2422 | Home A in 14098 |  |  |  |  | Feb 24, 2021 | A - West | Energy Storage |  |  | 3.8 | [9 empty] | Buffalo Solar Solutions | 1 | [5 empty] | FALSE
2311 | 2305 | 2423 | Home C in 12526 |  |  |  |  | Oct 7, 2020 | F - Capital | Energy Storage |  |  | 7.6 | [9 empty] | Kasselman Solar | 1 | [5 empty] | FALSE
2312 | 2306 | 2424 | Home A in 13104 |  |  |  |  | Dec 24, 2020 | E - Mohawk Valley | Energy Storage |  |  | 5 | [9 empty] | Solar Liberty | 1 | [5 empty] | FALSE
2313 | 2307 | 2425 | Facility A in 13032 |  |  |  |  | Dec 16, 2020 | E - Mohawk Valley | Energy Storage |  |  | 5000 | [9 empty] | Nexamp | 1 | [5 empty] | FALSE
2314 | 2308 | 2426 | Home F in 12866 |  |  |  |  | Mar 11, 2021 | F - Capital | Energy Storage |  |  | 5 | [9 empty] | SolarCity (now Tesla) | 1 | [5 empty] | FALSE
2315 | 2309 | 2427 | Facility B in 13032 |  |  |  |  | Dec 16, 2020 | E - Mohawk Valley | Energy Storage |  |  | 5000 | [9 empty] | Nexamp | 1 | [5 empty] | FALSE
2316 | 2310 | 2428 | Home A in 13343 |  |  |  |  | Apr 1, 2021 | E - Mohawk Valley | Energy Storage |  |  | 16 | [9 empty] | Suntric | 1 | [5 empty] | FALSE
2317 | 2311 | 2429 | Home A in 12833 |  |  |  |  | Aug 8, 2019 | F - Capital | Energy Storage |  |  | 15 | [9 empty] | SolarCity (now Tesla) | 1 | [5 empty] | FALSE
2318 | 2312 | 2430 | Home A in 14435 |  |  |  |  | Jul 31, 2020 | A - West | Energy Storage |  |  | 7 | [9 empty] | Steed Energy | 1 | [5 empty] | FALSE
2319 | 2313 | 2431 | Home A in 12189 |  |  |  |  | Nov 18, 2020 | F - Capital | Energy Storage |  |  | 7.6 | [9 empty] | Kasselman Solar | 1 | [5 empty] | FALSE
2320 | 2314 | 2432 | Home A in 13421 |  |  |  |  | Jan 29, 2021 | E - Mohawk Valley | Energy Storage |  |  | 5 | [9 empty] | SolarCity (now Tesla) | 1 | [5 empty] | FALSE
2321 | 2315 | 2433 | Home D in 12526 |  |  |  |  | Jun 19, 2019 | F - Capital | Energy Storage |  |  | 18.5 | [9 empty] | SolarCity (now Tesla) | 1 | [5 empty] | FALSE
2322 | 2316 | 2434 | Home B in 12531 |  |  |  |  | Mar 1, 2021 | G - Hudson Valley | Energy Storage |  |  | 5.8 | [9 empty] | SolarCity (now Tesla) | 1 | [5 empty] | FALSE
2323 | 2317 | 2435 | Home B in 14527 |  |  |  |  | Mar 31, 2021 | C - Central | Energy Storage |  |  | 10 | [9 empty] | Qwik Solar | 1 | [5 empty] | FALSE
2324 | 2318 | 2436 | Home A in 12522 |  |  |  |  | Mar 31, 2021 | G - Hudson Valley | Energy Storage |  |  | 11.6 | [9 empty] | SunCommon | 1 | [5 empty] | FALSE
2325 | 2319 | 2437 | Home D in 10560 |  |  |  |  | Mar 24, 2021 | G - Hudson Valley | Energy Storage |  |  | 11.6 | [9 empty] | SolarCity (now Tesla) | 1 | [5 empty] | FALSE
2326 | 2320 | 2438 | Home A in 12167 |  |  |  |  | Mar 12, 2021 | E - Mohawk Valley | Energy Storage |  |  | 8 | [9 empty] | Hudson River Renewables | 1 | [5 empty] | FALSE
2327 | 2321 | 2439 | Home A in 13862 |  |  |  |  | Mar 1, 2021 | C - Central | Energy Storage |  |  | 5.8 | [9 empty] | ETM Solar Works | 1 | [5 empty] | FALSE
2328 | 2322 | 2440 | Home A in 10507 |  |  |  |  | Mar 18, 2021 | I - Dunwoodie | Energy Storage |  |  | 5.8 | [9 empty] | New York State Solar Farm | 1 | [5 empty] | FALSE
2329 | 2323 | 2441 | Home C in 10579 |  |  |  |  | Mar 8, 2021 | G - Hudson Valley | Energy Storage |  |  | 11.6 | [9 empty] | SolarCity (now Tesla) | 1 | [5 empty] | FALSE
2330 | 2324 | 2442 | Home B in 10541 |  |  |  |  | Mar 2, 2021 | G - Hudson Valley | Energy Storage |  |  | 11.6 | [9 empty] | SolarCity (now Tesla) | 1 | [5 empty] | FALSE
2331 | 2325 | 2443 | Home A in 13838 |  |  |  |  | Feb 8, 2021 | E - Mohawk Valley | Energy Storage |  |  | 11.6 | [9 empty] | SolarCity (now Tesla) | 1 | [5 empty] | FALSE
2332 | 2326 | 2444 | Home J in 10598 |  |  |  |  | Mar 23, 2021 | I - Dunwoodie | Energy Storage |  |  | 11.6 | [9 empty] | SolarCity (now Tesla) | 1 | [5 empty] | FALSE
2333 | 2327 | 2445 | Home B in 13838 |  |  |  |  | Mar 3, 2021 | E - Mohawk Valley | Energy Storage |  |  | 5.8 | [9 empty] | SolarCity (now Tesla) | 1 | [5 empty] | FALSE
2334 | 2328 | 2446 | Home D in 10579 |  |  |  |  | Feb 16, 2021 | G - Hudson Valley | Energy Storage |  |  | 11.6 | [9 empty] | SolarCity (now Tesla) | 1 | [5 empty] | FALSE
2335 | 2329 | 2447 | Home A in 13332 |  |  |  |  | Mar 17, 2021 | E - Mohawk Valley | Energy Storage |  |  | 5.8 | [9 empty] | ETM Solar Works | 1 | [5 empty] | FALSE
2336 | 2330 | 2448 | Home A in 14086 |  |  |  |  | Mar 10, 2021 | A - West | Energy Storage |  |  | 5.8 | [9 empty] | SolarCity (now Tesla) | 1 | [5 empty] | FALSE
2337 | 2331 | 2449 | Home B in 10960 |  |  |  |  | Mar 9, 2021 | G - Hudson Valley | Energy Storage |  |  | 20 | [9 empty] | SolarCity (now Tesla) | 1 | [5 empty] | FALSE
2338 | 2332 | 2450 | Home H in 10940 |  |  |  |  | Feb 22, 2021 | G - Hudson Valley | Energy Storage |  |  | 3.9 | [9 empty] | Sunrun | 1 | [5 empty] | FALSE
2339 | 2333 | 2451 | Home D in 10977 |  |  |  |  | Jan 29, 2021 | G - Hudson Valley | Energy Storage |  |  | 2.64 | [9 empty] | Sunrun | 1 | [5 empty] | FALSE
2340 | 2334 | 2452 | Home B in 10992 |  |  |  |  | Mar 1, 2021 | G - Hudson Valley | Energy Storage |  |  | 3.8 | [9 empty] | Sunrun | 1 | [5 empty] | FALSE
2341 | 2335 | 2453 | Home C in 10901 |  |  |  |  | Feb 22, 2021 | G - Hudson Valley | Energy Storage |  |  | 5 | [9 empty] | SolarCity (now Tesla) | 1 | [5 empty] | FALSE
2342 | 2336 | 2454 | Home H in 10924 |  |  |  |  | Feb 22, 2021 | G - Hudson Valley | Energy Storage |  |  | 25 | [9 empty] | Sunrun | 1 | [5 empty] | FALSE
2343 | 2337 | 2455 | Home C in 12721 |  |  |  |  | Feb 17, 2021 | G - Hudson Valley | Energy Storage |  |  | 5 | [10 empty] | 1 | [5 empty] | FALSE
2344 | 2338 | 2456 | Home C in 10992 |  |  |  |  | Mar 1, 2021 | G - Hudson Valley | Energy Storage |  |  | 10 | [9 empty] | SolarCity (now Tesla) | 1 | [5 empty] | FALSE
2345 | 2339 | 2457 | Home E in 12721 |  |  |  |  | Mar 1, 2021 | G - Hudson Valley | Energy Storage |  |  | 10 | [9 empty] | SolarCity (now Tesla) | 1 | [5 empty] | FALSE
2346 | 2340 | 2458 | Home I in 10940 |  |  |  |  | Feb 23, 2021 | G - Hudson Valley | Energy Storage |  |  | 6.1 | [9 empty] | Sunrun | 1 | [5 empty] | FALSE
2347 | 2341 | 2459 | Home D in 12721 |  |  |  |  | Mar 31, 2021 | G - Hudson Valley | Energy Storage |  |  | 5 | [9 empty] | PlugPV | 1 | [5 empty] | FALSE
2348 | 2342 | 2460 | Home C in 10960 |  |  |  |  | Mar 9, 2021 | G - Hudson Valley | Energy Storage |  |  | 15 | [9 empty] | SolarCity (now Tesla) | 1 | [5 empty] | FALSE
2349 | 2343 | 2461 | Home F in 12721 |  |  |  |  | Feb 2, 2021 | G - Hudson Valley | Energy Storage |  |  | 10 | [9 empty] | SolarCity (now Tesla) | 1 | [5 empty] | FALSE
2350 | 2344 | 2462 | Home A in 12746 |  |  |  |  | Feb 9, 2021 | G - Hudson Valley | Energy Storage |  |  | 3.2 | [9 empty] | Sunrun | 1 | [5 empty] | FALSE
2351 | 2345 | 2463 | Home D in 10994 |  |  |  |  | Feb 22, 2021 | G - Hudson Valley | Energy Storage |  |  | 7.68 | [9 empty] | SolarCity (now Tesla) | 1 | [5 empty] | FALSE
2352 | 2346 | 2464 | Home O in 10956 |  |  |  |  | Feb 9, 2021 | G - Hudson Valley | Energy Storage |  |  | 15 | [9 empty] | SolarCity (now Tesla) | 1 | [5 empty] | FALSE
2353 | 2347 | 2465 | Home B in 10989 |  |  |  |  | Mar 29, 2021 | G - Hudson Valley | Energy Storage |  |  | 7.7 | [9 empty] | Sunrun | 1 | [5 empty] | FALSE
2354 | 2348 | 2466 | Home D in 10901 |  |  |  |  | Feb 22, 2021 | G - Hudson Valley | Energy Storage |  |  | 5 | [9 empty] | SolarCity (now Tesla) | 1 | [5 empty] | FALSE
2355 | 2349 | 2467 | Home D in 10992 |  |  |  |  | Mar 19, 2021 | G - Hudson Valley | Energy Storage |  |  | 12.5 | [9 empty] | Sunrun | 1 | [5 empty] | FALSE
2356 | 2350 | 2468 | Home D in 10918 |  |  |  |  | Feb 22, 2021 | G - Hudson Valley | Energy Storage |  |  | 20 | [10 empty] | 1 | [5 empty] | FALSE
2357 | 2351 | 2469 | Home C in 10965 |  |  |  |  | Mar 8, 2021 | G - Hudson Valley | Energy Storage |  |  | 10 | [9 empty] | PlugPV | 1 | [5 empty] | FALSE
2358 | 2352 | 2470 | Owlville Creek Solar, LLC |  | Owlville Creek Solar, LLC - 179451 | Owlville Creek Solar, LLC - 179451 | 6723.27 |  | E - Mohawk Valley | Solar PV | 6723.27 | 0 | 0 | 0 | 0 | 0 | 0 | 0 | 0 | 0 | 0 | 0 | Nexamp | 1 | 2021-01-18 |  |  |  |  | TRUE
2359 | 2353 | 2471 | Owlville Creek Solar 2, LLC |  | Owlville Creek Solar 2, LLC - 180388 | Owlville Creek Solar 2, LLC - 180388 | 6493.5 |  | E - Mohawk Valley | Solar PV | 6493.5 | 0 | 0 | 0 | 0 | 0 | 0 | 0 | 0 | 0 | 0 | 0 | Nexamp | 1 | 2021-01-23 |  |  |  |  | TRUE
2360 | 2352 | 2470 | Owlville Creek Solar, LLC |  | Owlville Creek Solar, LLC | Owlville Creek Solar, LLC | 2500 |  | E - Mohawk Valley | Energy Storage | 0 | 0 | 2500 | 10000 | 0 | 0 | 0 | 0 | 0 | 0 | 0 | 0 | Nexamp | 1 | [5 empty] | TRUE
2361 | 2353 | 2471 | Owlville Creek Solar 2, LLC |  | Owlville Creek Solar 2, LLC | Owlville Creek Solar 2, LLC | 2500 |  | E - Mohawk Valley | Energy Storage | 0 | 0 | 2500 | 10000 | 0 | 0 | 0 | 0 | 0 | 0 | 0 | 0 | Nexamp | 1 | [5 empty] | TRUE
2362 | 2207 | 2325 | Volney II |  | DG New York CS, LLC - 220872 | DG New York CS, LLC - 3026 State Route 3 - PV Systems | 4356.95 |  | C - Central | Solar PV | 4356.95 | 0 | 0 | 0 | 0 | 0 | 0 | 0 | 0 | 0 | 0 | 0 | NextEra Energy | 1 | 2021-04-02 |  |  |  |  | TRUE
2363 | 2354 | 2473 | Lansing Renewables, LLC |  | Lansing Renewables, LLC - 183739 | Lansing Renewables, LLC - 339 Jerry Smith Road - PV Systems | 6773.22 |  | C - Central | Solar PV | 6773.22 | 0 | 0 | 0 | 0 | 0 | 0 | 0 | 0 | 0 | 0 | 0 | Nexamp | 1 | 2021-01-25 |  |  |  |  | TRUE
2364 | 2355 | 2474 | Hudson Yards Tower A and Podium |  | Main CHP Plant (13.3 MW) | Main CHP Plant (13.3 MW) | 13300 |  | J - New York City | CHP | 13316 | 22284 | 0 | 0 | 0 | 0 | 0 | 0 | 0 | 0 | 0 | 0 |  | 4 | 2019-03-19 | 2023-03-31 |  |  |  | TRUE | TRUE | TRUE | TRUE
2365 | 2356 | 2472 | Citibank |  | Citibank | Citibank | 6600 |  | J - New York City | CHP | 6600 | 14152 | 0 | 0 | 0 | 0 | 0 | 0 | 0 | 0 | 0 | 0 |  | 2 | 2021-04-01 | 2023-03-31 |  |  |  | TRUE |  |  | TRUE
2369 | 2357 | 2475 | Ace Natural |  | Ace Natural | Ace Natural | 250 |  | H - Millwood | Energy Storage | 0 | 0 | 250 | 548 | 0 | 0 | 0 | 0 | 0 | 0 | 0 | 0 | Solar One Energy | 1 | 2021-04-01 |  |  |  |  | TRUE
2370 | 2358 | 2476 | LGA Delta terminal |  | LGA Delta terminal |  |  |  | J - New York City | Energy Storage | 0 | 0 | 0 | 0 | 0 | 0 | 0 | 0 | 0 | 0 | 0 | 0 | Trane-CALMAC | 1 | [5 empty] | TRUE
2371 | 2359 | 2477 | City of Troy - Troy Landfill 3 Landfill Road - PV Systems |  | City of Troy - Troy Landfill 3 Landfill Road - PV Systems | City of Troy - Troy Landfill 3 Landfill Road - PV Systems | 2600 |  | F - Capital | Solar PV | 2600 | 0 | 0 | 0 | 0 | 0 | 0 | 0 | 0 | 0 | 0 | 0 | DG New York CS | 1 | 2021-06-29 | 2023-07-11 |  |  |  | TRUE
2372 | 2360 | 2478 | Normandie Court |  | Normandie Court | Normandie Court | 250 |  | J - New York City | CHP | 250 | 0 | 0 | 0 | 0 | 0 | 0 | 0 | 0 | 0 | 0 | 0 | Tecogen, Inc. | 2 | 2021-06-09 |  |  |  | FALSE | TRUE | TRUE
2373 | 2361 | 2479 | Ameresco - 876 State Highway 29A |  | Ameresco - 876 State Highway 29A - 209183 | Ameresco - 876 State Highway 29A - 209183 | 6906.9 |  | F - Capital | Solar PV | 6906.9 | 0 | 0 | 0 | 0 | 0 | 0 | 0 | 0 | 0 | 0 | 0 | Ameresco | 1 | 2021-06-25 |  |  |  |  | TRUE
2374 | 2211 | 2329 | Salt Point Solar, LLC |  | Salt Point | Salt Point | 2000 | December, 2019 | H - Millwood | Energy Storage | 0 | 0 | 2000 | 4070 | 0 | 0 | 0 | 0 | 0 | 0 | 0 | 0 | Cypress Creek Renewables | 1 | [5 empty] | TRUE
2375 | 2213 | 2331 | Dubois Solar, LLC |  | Dubois | Dubois | 2000 | October, 2019 | G - Hudson Valley | Energy Storage | 0 | 0 | 2000 | 4070 | 0 | 0 | 0 | 0 | 0 | 0 | 0 | 0 | Cypress Creek Renewables | 1 | [5 empty] | TRUE
2376 | 2362 | 2480 | Borrego Solar Systems, Inc. - 1639 State Highway 29 - PV Systems |  | Borrego Solar Systems, Inc. - 1639 State Highway 29 North - PV Systems | Borrego Solar Systems, Inc. - 1639 State Highway 29 North - PV Systems | 3748.68 |  | F - Capital | Solar PV | 3748.68 | 0 | 0 | 0 | 0 | 0 | 0 | 0 | 0 | 0 | 0 | 0 | Nexamp | 1 | 2021-07-09 |  |  |  |  | TRUE
2377 | 2362 | 2480 | Borrego Solar Systems, Inc. - 1639 State Highway 29 - PV Systems |  | Borrego Solar Systems, Inc. - 1639 State Highway 29 South - PV Systems | Borrego Solar Systems, Inc. - 1639 State Highway 29 South - PV Systems | 6002.1 |  | F - Capital | Solar PV | 6002.1 | 0 | 0 | 0 | 0 | 0 | 0 | 0 | 0 | 0 | 0 | 0 | Nexamp | 1 | 2021-07-09 |  |  |  |  | TRUE
2378 | 2363 | 2481 | Home Leasing - 5691 Walworth Ontario Rd - PV Systems |  | Home Leasing - 5691 Walworth Ontario Rd - PV Systems | Home Leasing - 5691 Walworth Ontario Rd - PV Systems | 2220.66 |  | B - Genessee | Solar PV | 2220.66 | 0 | 0 | 0 | 0 | 0 | 0 | 0 | 0 | 0 | 0 | 0 | GreenSpark Solar (Formerly Sustainable Energy Developments Inc.) | 1 | 2021-07-14 |  |  |  |  | TRUE
2379 | 2364 | 2482 | Avalon White Plains |  | Avalon White Plains | Avalon White Plains | 144 |  | I - Dunwoodie | Energy Storage | 0 | 0 | 144 | 288 | 0 | 0 | 0 | 0 | 0 | 0 | 0 | 0 | Stem | 1 | 2021-04-20 |  |  |  |  | TRUE
2380 | 2365 | 2483 | Rockland County Sewer District |  | Rockland County Sewer District | Rockland County Sewer District | 633 |  | G - Hudson Valley | ADG | 633 | 0 | 0 | 0 | 0 | 0 | 0 | 0 | 0 | 0 | 0 | 0 | Martin Energy Group | 2 | 2021-07-07 |  |  |  |  | TRUE |  |  |  | TRUE
2381 | 2366 | 2484 | Black River Solar, LLC |  | Black River Solar, LLC - 216152 | Black River Solar, LLC - 27529 State Route 3 - PV Systems | 5595.59 |  | E - Mohawk Valley | Solar PV | 5595.59 | 0 | 0 | 0 | 0 | 0 | 0 | 0 | 0 | 0 | 0 | 0 | Nexamp | 1 | 2021-07-28 |  |  |  |  | TRUE
2382 | 2367 | 1896 | OYA Great Lakes Seaway |  | Great Lakes Seaway (Jefferson) | Great Lakes Seaway (Jefferson) | 5000 |  | E - Mohawk Valley | Energy Storage | 0 | 0 | 5000 | 15000 | 0 | 0 | 0 | 0 | 0 | 0 | 0 | 0 | NextEra Energy | 1 | 2021-07-14 |  |  |  |  | TRUE
2383 | 2368 | 2486 | Delaware River Solar - 2497 Canoga Road |  | Delaware River Solar - 2497 Canoga Road - 256444 | Delaware River Solar, LLC - 2497 Canoga Road - PV Systems - 256444 | 7045.48 |  | C - Central | Solar PV | 7045.48 | 0 | 0 | 0 | 0 | 0 | 0 | 0 | 0 | 0 | 0 | 0 | Delaware River Solar | 1 | 2021-07-26 |  |  |  |  | TRUE
2384 | 2369 | 2487 | Borrego Solar Systems - 3232 West Main Street Rd |  | Borrego Solar Systems - 3232 West Main Street Rd - 188302 | Borrego Solar Systems, Inc. - 3232 West Main Street Rd - PV Systems - 188302 | 5041.035 |  | A - West | Solar PV | 5041.035 | 0 | 0 | 0 | 0 | 0 | 0 | 0 | 0 | 0 | 0 | 0 | Nexamp | 1 | 2021-08-02 |  |  |  |  | TRUE
2385 | 2370 | 2488 | Borrego Solar Systems - 3104 West Main Street Rd |  | Borrego Solar Systems - 3104 West Main Street Rd - 188298 | Borrego Solar Systems, Inc. - 3104 West Main Street Rd - PV Systems - 188298 | 4461.48 |  | A - West | Solar PV | 4461.48 | 0 | 0 | 0 | 0 | 0 | 0 | 0 | 0 | 0 | 0 | 0 | Nexamp | 1 | 2021-08-02 |  |  |  |  | TRUE
2386 | 2371 | 2489 | Borrego Solar Systems - 2131 State Route 40 |  | Borrego Solar Systems - 2131 State Route 40 - 212955 | Borrego Solar Systems, Inc. - 2131 State Route 40 - PV Systems | 7321.08 |  | F - Capital | Solar PV | 7321.08 | 0 | 0 | 0 | 0 | 0 | 0 | 0 | 0 | 0 | 0 | 0 | AES Distributed Energy | 1 | 2021-08-25 |  |  |  |  | TRUE
2387 | 2372 | 2596 | Brooklyn United Methodist Church Home |  | Brooklyn United Methodist Church Home (BUMCH) | Brooklyn United Methodist Church Home (BUMCH) | 375 |  | J - New York City | CHP | 375 | 2340 | 0 | 0 | 0 | 0 | 0 | 0 | 0 | 0 | 0 | 0 | Tecogen, Inc. | 3 | 2021-08-21 |  |  |  | TRUE | TRUE |  |  |  | TRUE
2388 | 2373 | 2597 | 273 Finchville Turnpike |  | 249 Finchville Turnpike - PV Systems | 249 Finchville Turnpike - PV Systems | 6814.13 |  | G - Hudson Valley | Solar PV | 6814.13 | 0 | 0 | 0 | 0 | 0 | 0 | 0 | 0 | 0 | 0 | 0 | AES Distributed Energy | 1 | 2021-07-15 |  |  |  |  | TRUE
2389 | 2374 | 2598 | Ballston Spa Schools |  | Ballston Spa Schools | Ballston Spa Schools | 875 |  | F - Capital | CHP | 875 | 5460 | 0 | 0 | 0 | 0 | 0 | 0 | 0 | 0 | 0 | 0 | Tecogen, Inc. | 7 | 2021-08-27 |  |  |  |  | TRUE | TRUE | TRUE
2390 | 2375 | 2599 | Norwich |  | Norwich | Norwich | 5000 |  | E - Mohawk Valley | Energy Storage | 0 | 0 | 5000 | 15000 | 0 | 0 | 0 | 0 | 0 | 0 | 0 | 0 | NextEra Energy | 1 | 2021-09-17 |  |  |  |  | TRUE
2391 | 2376 | 2600 | 2B Rotterdam Landfill |  | 2B Rotterdam Landfill |  |  |  | F - Capital | Energy Storage | 0 | 0 | 3600 | 10000 | 0 | 0 | 0 | 0 | 0 | 0 | 0 | 0 | DSD Renewables | 1 | [5 empty] | TRUE
2392 | 2376 | 2600 | 2B Rotterdam Landfill |  | 2B Rotterdam Landfill | GE Solar - 4982 Pattersonville-Rynex Corners Road - PV Systems | 4498.2 |  | F - Capital | Solar PV | 4498.2 | 0 | 0 | 0 | 0 | 0 | 0 | 0 | 0 | 0 | 0 | 0 | DSD Renewables | 1 | 2021-09-01 |  |  |  |  | TRUE
2393 | 2377 | 2601 | Saratoga Solar II, LLC |  | Saratoga Solar II, LLC - 434 Sodeman rd - PV Systems | Saratoga Solar II, LLC - 434 Sodeman rd - PV Systems | 6486.48 |  | F - Capital | Solar PV | 6486.48 | 0 | 0 | 0 | 0 | 0 | 0 | 0 | 0 | 0 | 0 | 0 | Active Solar Development LLC | 1 | 2021-09-01 |  |  |  |  | TRUE
2394 | 2378 | 2602 | Home F in 12572 |  |  |  |  | May 10, 2021 | G - Hudson Valley | Energy Storage |  |  | 7.6 | [9 empty] | AEC Solar | 1 | [5 empty] | FALSE
2395 | 2379 | 2603 | Home J in 12553 |  |  |  |  | Apr 22, 2021 | G - Hudson Valley | Energy Storage |  |  | 15 | [9 empty] | Tesla Energy Operations, Inc. | 1 | [5 empty] | FALSE
2396 | 2380 | 2604 | Home G in 12561 |  |  |  |  | Apr 16, 2021 | G - Hudson Valley | Energy Storage |  |  | 7.6 | [9 empty] | Lighthouse Solar | 1 | [5 empty] | FALSE
2397 | 2381 | 2605 | Home H in 12590 |  |  |  |  | May 7, 2021 | G - Hudson Valley | Energy Storage |  |  | 5 | [9 empty] | Sunrun | 1 | [5 empty] | FALSE
2398 | 2382 | 2606 | Home H in 12561 |  |  |  |  | May 20, 2021 | G - Hudson Valley | Energy Storage |  |  | 22.8 | [9 empty] | Lighthouse Solar | 1 | [5 empty] | FALSE
2399 | 2383 | 2607 | Home I in 12561 |  |  |  |  | Apr 12, 2021 | G - Hudson Valley | Energy Storage |  |  | 5 | [9 empty] | SunCommon | 1 | [5 empty] | FALSE
2400 | 2384 | 2608 | Home F in 10524 |  |  |  |  | Apr 8, 2021 | G - Hudson Valley | Energy Storage |  |  | 7.6 | [9 empty] | AEC Solar | 1 | [5 empty] | FALSE
2401 | 2385 | 2609 | Home H in 12550 |  |  |  |  | Apr 14, 2021 | G - Hudson Valley | Energy Storage |  |  | 7.6 | [9 empty] | Lighthouse Solar | 1 | [5 empty] | FALSE
2402 | 2386 | 2610 | Facility B in 12550 |  |  |  |  | Apr 15, 2021 | G - Hudson Valley | Energy Storage |  |  | 210 | [9 empty] | Ramapo Communication Corp. | 1 | [5 empty] | FALSE
2403 | 2387 | 2611 | Home I in 12590 |  |  |  |  | May 25, 2021 | G - Hudson Valley | Energy Storage |  |  | 5 | [9 empty] | Sunrun | 1 | [5 empty] | FALSE
2404 | 2388 | 2612 | Home F in 10992 |  |  |  |  | Apr 20, 2021 | G - Hudson Valley | Energy Storage |  |  | 10 | [9 empty] | Sunrun | 1 | [5 empty] | FALSE
2405 | 2389 | 2613 | Home D in 12458 |  |  |  |  | Apr 14, 2021 | E - Mohawk Valley | Energy Storage |  |  | 5 | [9 empty] | SunCommon | 1 | [5 empty] | FALSE
2406 | 2390 | 2614 | Home G in 12572 |  |  |  |  | Apr 8, 2021 | G - Hudson Valley | Energy Storage |  |  | 5 | [9 empty] | SunCommon | 1 | [5 empty] | FALSE
2407 | 2391 | 2615 | Home J in 12477 |  |  |  |  | May 24, 2021 | G - Hudson Valley | Energy Storage |  |  | 7.68 | [9 empty] | Sunrun | 1 | [5 empty] | FALSE
2408 | 2392 | 2616 | Home I in 12477 |  |  |  |  | Apr 13, 2021 | G - Hudson Valley | Energy Storage |  |  | 5 | [9 empty] | New York State Solar Farm | 1 | [5 empty] | FALSE
2409 | 2393 | 2617 | Home E in 12461 |  |  |  |  | Apr 5, 2021 | G - Hudson Valley | Energy Storage |  |  | 9 | [9 empty] | Hudson River Renewables | 1 | [5 empty] | FALSE
2410 | 2394 | 2618 | Home I in 12401 |  |  |  |  | May 26, 2021 | G - Hudson Valley | Energy Storage |  |  | 15 | [9 empty] | SunCommon | 1 | [5 empty] | FALSE
2411 | 2395 | 2619 | Home F in 12498 |  |  |  |  | May 4, 2021 | G - Hudson Valley | Energy Storage |  |  | 10 | [9 empty] | SunCommon | 1 | [5 empty] | FALSE
2412 | 2396 | 2620 | Home C in 10706 |  |  |  |  | Apr 6, 2021 | I - Dunwoodie | Energy Storage |  |  | 10 | [9 empty] | SolarCity (now Tesla) | 1 | [5 empty] | FALSE
2413 | 2397 | 2621 | Home B in 10591 |  |  |  |  | Apr 27, 2021 | I - Dunwoodie | Energy Storage |  |  | 6.8 | [9 empty] | Sunrise Solar Solutions, LLC | 1 | [5 empty] | FALSE
2414 | 2398 | 2622 | Home D in 10580 |  |  |  |  | May 19, 2021 | I - Dunwoodie | Energy Storage |  |  | 5 | [9 empty] | Sunrun | 1 | [5 empty] | FALSE
2415 | 2399 | 2623 | Home I in 10562 |  |  |  |  | Apr 12, 2021 | I - Dunwoodie | Energy Storage |  |  | 5 | [9 empty] | Sunrun | 1 | [5 empty] | FALSE
2416 | 2400 | 2624 | Home D in 10605 |  |  |  |  | May 25, 2021 | I - Dunwoodie | Energy Storage |  |  | 7.6 | [9 empty] | Trinity Solar | 1 | [5 empty] | FALSE
2417 | 2401 | 2625 | Home E in 10567 |  |  |  |  | Apr 19, 2021 | I - Dunwoodie | Energy Storage |  |  | 5 | [9 empty] | SolarCity (now Tesla) | 1 | [5 empty] | FALSE
2418 | 2402 | 2626 | Home H in 10562 |  |  |  |  | Apr 6, 2021 | I - Dunwoodie | Energy Storage |  |  | 3.4 | [9 empty] | New York Power Solutions | 1 | [5 empty] | FALSE
2419 | 2403 | 2627 | Home J in 10510 |  |  |  |  | May 25, 2021 | I - Dunwoodie | Energy Storage |  |  | 6.8 | [9 empty] | Sunrise Solar Solutions, LLC | 1 | [5 empty] | FALSE
2420 | 2404 | 2628 | Home C in 10580 |  |  |  |  | Apr 12, 2021 | I - Dunwoodie | Energy Storage |  |  | 6.7 | [9 empty] | New York Power Solutions | 1 | [5 empty] | FALSE
2421 | 2405 | 2629 | Home A in 10591 |  |  |  |  | Apr 29, 2021 | I - Dunwoodie | Energy Storage |  |  | 15 | [9 empty] | SolarCity (now Tesla) | 1 | [5 empty] | FALSE
2422 | 2406 | 2630 | Home A in 13323 |  |  |  |  | May 26, 2021 | E - Mohawk Valley | Energy Storage |  |  | 6.8 | [9 empty] | Next Generation Solar | 1 | [5 empty] | FALSE
2423 | 2407 | 2631 | Home E in 12526 |  |  |  |  | Apr 26, 2021 | F - Capital | Energy Storage |  |  | 10 | [9 empty] | Tesla Energy Operations, Inc. | 1 | [5 empty] | FALSE
2424 | 2408 | 2632 | Home D in 12831 |  |  |  |  | Apr 26, 2021 | F - Capital | Energy Storage |  |  | 5 | [9 empty] | New York State Solar Farm | 1 | [5 empty] | FALSE
2425 | 2409 | 2633 | Home E in 12831 |  |  |  |  | Apr 29, 2021 | F - Capital | Energy Storage |  |  | 7.6 | [9 empty] | Kasselman Solar | 1 | [5 empty] | FALSE
2426 | 2410 | 2634 | Home B in 10505 |  |  |  |  | Apr 14, 2021 | I - Dunwoodie | Energy Storage |  |  | 9 | [9 empty] | New York Power Solutions | 1 | [5 empty] | FALSE
2427 | 2411 | 2635 | Home J in 12533 |  |  |  |  | Apr 8, 2021 | G - Hudson Valley | Energy Storage |  |  | 11.6 | [9 empty] | SolarCity (now Tesla) | 1 | [5 empty] | FALSE
2428 | 2412 | 2636 | Home A in 13901 |  |  |  |  | Apr 5, 2021 | C - Central | Energy Storage |  |  | 5.8 | [9 empty] | ETM Solar Works | 1 | [5 empty] | FALSE
2429 | 2413 | 2637 | Home B in 14843 |  |  |  |  | May 5, 2021 | B - Genessee | Energy Storage |  |  | 7.6 | [9 empty] | Qwik Solar | 1 | [5 empty] | FALSE
2430 | 2414 | 2638 | Home K in 12533 |  |  |  |  | Apr 15, 2021 | G - Hudson Valley | Energy Storage |  |  | 11.6 | [9 empty] | SolarCity (now Tesla) | 1 | [5 empty] | FALSE
2431 | 2415 | 2639 | Home J in 10940 |  |  |  |  | May 20, 2021 | G - Hudson Valley | Energy Storage |  |  | 3.8 | [9 empty] | Sunrun | 1 | [5 empty] | FALSE
2432 | 2416 | 2640 | Home F in 10980 |  |  |  |  | Apr 26, 2021 | G - Hudson Valley | Energy Storage |  |  | 10 | [9 empty] | Trinity Solar | 1 | [5 empty] | FALSE
2433 | 2417 | 2641 | Home E in 10992 |  |  |  |  | May 19, 2021 | G - Hudson Valley | Energy Storage |  |  | 10 | [9 empty] | Sunrun | 1 | [5 empty] | FALSE
2434 | 2418 | 2642 | Home G in 12721 |  |  |  |  | Apr 26, 2021 | G - Hudson Valley | Energy Storage |  |  | 5 | [10 empty] | 1 | [5 empty] | FALSE
2435 | 2419 | 2643 | Home K in 10940 |  |  |  |  | Apr 28, 2021 | G - Hudson Valley | Energy Storage |  |  | 6.1 | [9 empty] | Sunrun | 1 | [5 empty] | FALSE
2436 | 2420 | 2644 | Home L in 10940 |  |  |  |  | May 7, 2021 | G - Hudson Valley | Energy Storage |  |  | 6 | [9 empty] | Sunrun | 1 | [5 empty] | FALSE
2437 | 2421 | 2645 | Home I in 10924 |  |  |  |  | Apr 8, 2021 | G - Hudson Valley | Energy Storage |  |  | 4.1 | [9 empty] | Sunrun | 1 | [5 empty] | FALSE
2438 | 2422 | 2646 | Home J in 10990 |  |  |  |  | Apr 7, 2021 | G - Hudson Valley | Energy Storage |  |  | 10 | [9 empty] | SolarCity (now Tesla) | 1 | [5 empty] | FALSE
2439 | 2423 | 2647 | Home E in 10977 |  |  |  |  | Apr 8, 2021 | G - Hudson Valley | Energy Storage |  |  | 7.7 | [9 empty] | Sunrun | 1 | [5 empty] | FALSE
2440 | 2424 | 2648 | Home C in 11946 |  |  |  |  | Apr 30, 2021 | K - Long Island | Energy Storage |  |  | 10 | [9 empty] | Green Logic | 1 | [5 empty] | FALSE
2441 | 2425 | 2649 | Home E in 11580 |  |  |  |  | May 13, 2021 | K - Long Island | Energy Storage |  |  | 10 | [9 empty] | Sunrun | 1 | [5 empty] | FALSE
2442 | 2426 | 2650 | Home F in 11801 |  |  |  |  | May 4, 2021 | K - Long Island | Energy Storage |  |  | 5 | [9 empty] | Sunrun | 1 | [5 empty] | FALSE
2443 | 2427 | 2651 | Home I in 11756 |  |  |  |  | Apr 23, 2021 | K - Long Island | Energy Storage |  |  | 10 | [9 empty] | Sunation Solar Systems | 1 | [5 empty] | FALSE
2444 | 2428 | 2652 | Home L in 11050 |  |  |  |  | Apr 20, 2021 | K - Long Island | Energy Storage |  |  | 10 | [10 empty] | 1 | [5 empty] | FALSE
2445 | 2429 | 2653 | Home H in 11725 |  |  |  |  | May 27, 2021 | K - Long Island | Energy Storage |  |  | 6.7 | [9 empty] | Long Island Power Solutions | 1 | [5 empty] | FALSE
2446 | 2430 | 2654 | Home K in 11787 |  |  |  |  | Apr 19, 2021 | K - Long Island | Energy Storage |  |  | 5 | [9 empty] | Tesla Energy Operations, Inc. | 1 | [5 empty] | FALSE
2447 | 2431 | 2655 | Home I in 11787 |  |  |  |  | Apr 6, 2021 | K - Long Island | Energy Storage |  |  | 5 | [9 empty] | Sunation Solar Systems | 1 | [5 empty] | FALSE
2448 | 2432 | 2656 | Home C in 11518 |  |  |  |  | Apr 22, 2021 | K - Long Island | Energy Storage |  |  | 10 | [9 empty] | Sunation Solar Systems | 1 | [5 empty] | FALSE
2449 | 2433 | 2657 | Home H in 11003 |  |  |  |  | Apr 15, 2021 | K - Long Island | Energy Storage |  |  | 5 | [10 empty] | 1 | [5 empty] | FALSE
2450 | 2434 | 2658 | Home I in 11590 |  |  |  |  | Apr 30, 2021 | K - Long Island | Energy Storage |  |  | 2.54 | [9 empty] | Long Island Power Solutions | 1 | [5 empty] | FALSE
2451 | 2435 | 2659 | Home G in 11706 |  |  |  |  | Apr 19, 2021 | K - Long Island | Energy Storage |  |  | 15 | [9 empty] | Tesla Energy Operations, Inc. | 1 | [5 empty] | FALSE
2452 | 2436 | 2660 | Home E in 11740 |  |  |  |  | Apr 26, 2021 | K - Long Island | Energy Storage |  |  | 5 | [9 empty] | Sunation Solar Systems | 1 | [5 empty] | FALSE
2453 | 2437 | 2661 | Home I in 11725 |  |  |  |  | Apr 23, 2021 | K - Long Island | Energy Storage |  |  | 20 | [9 empty] | Tesla Energy Operations, Inc. | 1 | [5 empty] | FALSE
2454 | 2438 | 2662 | Home Q in 11791 |  |  |  |  | May 4, 2021 | K - Long Island | Energy Storage |  |  | 10 | [9 empty] | Sunation Solar Systems | 1 | [5 empty] | FALSE
2455 | 2439 | 2663 | Home L in 11561 |  |  |  |  | May 18, 2021 | K - Long Island | Energy Storage |  |  | 10 | [9 empty] | EmPower CES | 1 | [5 empty] | FALSE
2456 | 2440 | 2664 | Home J in 11050 |  |  |  |  | May 11, 2021 | K - Long Island | Energy Storage |  |  | 10 | [9 empty] | EmPower CES | 1 | [5 empty] | FALSE
2457 | 2441 | 2665 | Home E in 11790 |  |  |  |  | Apr 8, 2021 | K - Long Island | Energy Storage |  |  | 10 | [9 empty] | Sunrun | 1 | [5 empty] | FALSE
2458 | 2442 | 2666 | Home R in 11791 |  |  |  |  | Apr 23, 2021 | K - Long Island | Energy Storage |  |  | 10 | [9 empty] | Sunation Solar Systems | 1 | [5 empty] | FALSE
2459 | 2443 | 2667 | Home N in 11040 |  |  |  |  | Apr 28, 2021 | K - Long Island | Energy Storage |  |  | 10 | [9 empty] | Sunrun | 1 | [5 empty] | FALSE
2460 | 2444 | 2668 | Home A in 11742 |  |  |  |  | Apr 6, 2021 | K - Long Island | Energy Storage |  |  | 10 | [10 empty] | 1 | [5 empty] | FALSE
2461 | 2445 | 2669 | Home D in 11704 |  |  |  |  | May 14, 2021 | K - Long Island | Energy Storage |  |  | 5 | [9 empty] | Sunrun | 1 | [5 empty] | FALSE
2462 | 2446 | 2670 | Home B in 11727 |  |  |  |  | May 14, 2021 | K - Long Island | Energy Storage |  |  | 5 | [9 empty] | Sunrun | 1 | [5 empty] | FALSE
2463 | 2447 | 2671 | Home M in 11561 |  |  |  |  | Apr 27, 2021 | K - Long Island | Energy Storage |  |  | 10 | [9 empty] | EmPower CES | 1 | [5 empty] | FALSE
2464 | 2448 | 2672 | Home O in 11791 |  |  |  |  | Apr 9, 2021 | K - Long Island | Energy Storage |  |  | 6.7 | [9 empty] | Long Island Power Solutions | 1 | [5 empty] | FALSE
2465 | 2449 | 2673 | Home D in 11023 |  |  |  |  | Apr 28, 2021 | K - Long Island | Energy Storage |  |  | 15 | [9 empty] | EmPower CES | 1 | [5 empty] | FALSE
2466 | 2450 | 2674 | Home K in 11050 |  |  |  |  | May 18, 2021 | K - Long Island | Energy Storage |  |  | 10 | [9 empty] | EmPower CES | 1 | [5 empty] | FALSE
2467 | 2451 | 2675 | Facility A in 11976 |  |  |  |  | May 28, 2021 | K - Long Island | Energy Storage |  |  | 20 | [9 empty] | Green Logic | 1 | [5 empty] | FALSE
2468 | 2452 | 2676 | Home D in 11518 |  |  |  |  | Apr 14, 2021 | K - Long Island | Energy Storage |  |  | 5 | [9 empty] | Sunrun | 1 | [5 empty] | FALSE
2469 | 2453 | 2677 | Home J in 11787 |  |  |  |  | Apr 22, 2021 | K - Long Island | Energy Storage |  |  | 10 | [9 empty] | Sunation Solar Systems | 1 | [5 empty] | FALSE
2470 | 2454 | 2678 | Home E in 11552 |  |  |  |  | May 26, 2021 | K - Long Island | Energy Storage |  |  | 5 | [9 empty] | Sunrun | 1 | [5 empty] | FALSE
2471 | 2455 | 2679 | Home J in 11572 |  |  |  |  | May 18, 2021 | K - Long Island | Energy Storage |  |  | 5 | [9 empty] | Sunation Solar Systems | 1 | [5 empty] | FALSE
2472 | 2456 | 2680 | Home H in 11787 |  |  |  |  | Apr 1, 2021 | K - Long Island | Energy Storage |  |  | 10 | [9 empty] | EmPower CES | 1 | [5 empty] | FALSE
2473 | 2457 | 2681 | Home F in 11954 |  |  |  |  | Apr 20, 2021 | K - Long Island | Energy Storage |  |  | 10 | [9 empty] | Green Logic | 1 | [5 empty] | FALSE
2474 | 2458 | 2682 | Home N in 11050 |  |  |  |  | Apr 2, 2021 | K - Long Island | Energy Storage |  |  | 10 | [9 empty] | Tesla Energy Operations, Inc. | 1 | [5 empty] | FALSE
2475 | 2459 | 2683 | Home L in 11746 |  |  |  |  | Apr 19, 2021 | K - Long Island | Energy Storage |  |  | 10 | [9 empty] | Tesla Energy Operations, Inc. | 1 | [5 empty] | FALSE
2476 | 2460 | 2684 | Home J in 11590 |  |  |  |  | May 4, 2021 | K - Long Island | Energy Storage |  |  | 5 | [9 empty] | Sunation Solar Systems | 1 | [5 empty] | FALSE
2477 | 2461 | 2685 | Home S in 11791 |  |  |  |  | Apr 21, 2021 | K - Long Island | Energy Storage |  |  | 10 | [9 empty] | Tesla Energy Operations, Inc. | 1 | [5 empty] | FALSE
2478 | 2462 | 2686 | Home M in 11050 |  |  |  |  | Apr 19, 2021 | K - Long Island | Energy Storage |  |  | 5 | [9 empty] | Sunation Solar Systems | 1 | [5 empty] | FALSE
2479 | 2463 | 2687 | Home K in 11590 |  |  |  |  | Apr 14, 2021 | K - Long Island | Energy Storage |  |  | 5 | [9 empty] | Sunrun | 1 | [5 empty] | FALSE
2480 | 2464 | 2688 | Home K in 11743 |  |  |  |  | Apr 15, 2021 | K - Long Island | Energy Storage |  |  | 10 | [9 empty] | Sunrun | 1 | [5 empty] | FALSE
2481 | 2465 | 2689 | Home K in 11566 |  |  |  |  | Apr 23, 2021 | K - Long Island | Energy Storage |  |  | 6.7 | [9 empty] | New York State Solar Farm | 1 | [5 empty] | FALSE
2482 | 2466 | 2690 | Home E in 11704 |  |  |  |  | Apr 28, 2021 | K - Long Island | Energy Storage |  |  | 20 | [9 empty] | Tesla Energy Operations, Inc. | 1 | [5 empty] | FALSE
2483 | 2467 | 2691 | Home E in 11738 |  |  |  |  | May 13, 2021 | K - Long Island | Energy Storage |  |  | 5 | [9 empty] | Sunrun | 1 | [5 empty] | FALSE
2484 | 2468 | 2692 | Home E in 11793 |  |  |  |  | May 13, 2021 | K - Long Island | Energy Storage |  |  | 5 | [9 empty] | Sunrun | 1 | [5 empty] | FALSE
2485 | 2469 | 2693 | Home E in 11706 |  |  |  |  | Apr 13, 2021 | K - Long Island | Energy Storage |  |  | 5 | [9 empty] | Harvest Power | 1 | [5 empty] | FALSE
2486 | 2470 | 2694 | Home C in 11767 |  |  |  |  | May 12, 2021 | K - Long Island | Energy Storage |  |  | 8.6 | [9 empty] | Surf Clean Energy Inc. | 1 | [5 empty] | FALSE
2487 | 2471 | 2695 | Home N in 11791 |  |  |  |  | May 12, 2021 | K - Long Island | Energy Storage |  |  | 10 | [9 empty] | EmPower CES | 1 | [5 empty] | FALSE
2488 | 2472 | 2696 | Home L in 11566 |  |  |  |  | Apr 20, 2021 | K - Long Island | Energy Storage |  |  | 5 | [9 empty] | Sunation Solar Systems | 1 | [5 empty] | FALSE
2489 | 2473 | 2697 | Home E in 11779 |  |  |  |  | Apr 6, 2021 | K - Long Island | Energy Storage |  |  | 5 | [9 empty] | Tesla Energy Operations, Inc. | 1 | [5 empty] | FALSE
2490 | 2474 | 2698 | Home I in 11768 |  |  |  |  | May 4, 2021 | K - Long Island | Energy Storage |  |  | 10 | [9 empty] | Sunrun | 1 | [5 empty] | FALSE
2491 | 2475 | 2699 | Home C in 11798 |  |  |  |  | Apr 26, 2021 | K - Long Island | Energy Storage |  |  | 5 | [9 empty] | Sunrun | 1 | [5 empty] | FALSE
2492 | 2476 | 2700 | Home C in 11763 |  |  |  |  | May 12, 2021 | K - Long Island | Energy Storage |  |  | 5 | [9 empty] | Sunrun | 1 | [5 empty] | FALSE
2493 | 2477 | 2701 | Home C in 11780 |  |  |  |  | Apr 20, 2021 | K - Long Island | Energy Storage |  |  | 6.7 | [9 empty] | Sunrun | 1 | [5 empty] | FALSE
2494 | 2478 | 2702 | Home I in 11758 |  |  |  |  | Apr 21, 2021 | K - Long Island | Energy Storage |  |  | 10 | [9 empty] | Tesla Energy Operations, Inc. | 1 | [5 empty] | FALSE
2495 | 2479 | 2703 | Home P in 11791 |  |  |  |  | Apr 13, 2021 | K - Long Island | Energy Storage |  |  | 7.6 | [9 empty] | New York State Solar Farm | 1 | [5 empty] | FALSE
2496 | 2480 | 2704 | Home L in 11590 |  |  |  |  | Apr 14, 2021 | K - Long Island | Energy Storage |  |  | 5 | [9 empty] | Sunrun | 1 | [5 empty] | FALSE
2497 | 2481 | 2705 | Home N in 11561 |  |  |  |  | Apr 2, 2021 | K - Long Island | Energy Storage |  |  | 6.7 | [9 empty] | Long Island Power Solutions | 1 | [5 empty] | FALSE
2498 | 2482 | 2706 | Home I in 11554 |  |  |  |  | May 12, 2021 | K - Long Island | Energy Storage |  |  | 5 | [9 empty] | Sunrun | 1 | [5 empty] | FALSE
2499 | 2483 | 2707 | Home F in 11706 |  |  |  |  | May 4, 2021 | K - Long Island | Energy Storage |  |  | 5 | [9 empty] | Sunrun | 1 | [5 empty] | FALSE
2500 | 2484 | 2708 | Club Fit - Briarcliff Manor |  | Club Fit - Briarcliff Manor | Club Fit - Briarcliff Manor | 406 |  | I - Dunwoodie | Energy Storage | 0 | 0 | 406 | 1624 | 0 | 0 | 0 | 0 | 0 | 0 | 0 | 0 | Sunrise Solar Solutions, LLC | 1 | 2021-08-12 |  |  |  |  | TRUE
2501 | 2485 | 2709 | Minisink Solar LLC - 47 Cranston Rd - PV System |  | Minisink Solar LLC - 47 Cranston Rd - PV System | Minisink Solar LLC - 47 Cranston Rd - PV System | 1404 |  | G - Hudson Valley | Solar PV | 1404 | 0 | 0 | 0 | 0 | 0 | 0 | 0 | 0 | 0 | 0 | 0 | Signal Energy | 1 | 2021-09-07 |  |  |  |  | TRUE
2502 | 2486 | 2710 | Solitude Solar LLC d/b/a US Light Energy |  | Solitude Solar LLC d/b/a US Light Energy - 5047 East Rd - PV Systems | Solitude Solar LLC d/b/a US Light Energy - 5047 East Rd - PV Systems | 3403.4 |  | E - Mohawk Valley | Solar PV | 3403.4 | 0 | 0 | 0 | 0 | 0 | 0 | 0 | 0 | 0 | 0 | 0 | Standard Solar | 1 | 2021-10-03 |  |  |  |  | TRUE
2503 | 2487 | 2711 | Lenox Renewables LLC - 7837 North Main Street - PV Systems |  | Lenox Renewables LLC - 7837 North Main Street - PV Systems | Lenox Renewables LLC - 7837 North Main Street - PV Systems | 4184.18 |  | E - Mohawk Valley | Solar PV | 4184.18 | 0 | 0 | 0 | 0 | 0 | 0 | 0 | 0 | 0 | 0 | 0 | Nexamp | 1 | 2021-09-25 |  |  |  |  | TRUE
2504 | 2488 | 2712 | SUNY Fredonia - 280 Central Ave |  | SUNY Fredonia - 280 Central Ave. SUNY Fredonia - PV Systems | SUNY Fredonia - 280 Central Ave. SUNY Fredonia - PV Systems | 1424.8 |  | A - West | Solar PV | 1424.8 | 0 | 0 | 0 | 0 | 0 | 0 | 0 | 0 | 0 | 0 | 0 | Solar Liberty | 1 | 2021-10-01 |  |  |  |  | TRUE
2505 | 2489 | 2713 | Barclays Center |  | Barclays Center | 620 Atlantic Avenue | 750 |  | J - New York City | Energy Storage | 0 | 0 | 750 | 2500 | 0 | 0 | 0 | 0 | 0 | 0 | 0 | 0 | Enel X (fka Demand Energy, EnerNOC) | 1 | 2021-10-12 |  |  |  |  | TRUE
2506 | 2490 | 2714 | S Centerville Rd |  | S Centerville Rd | S Centerville | 1560 |  | G - Hudson Valley | Energy Storage | 0 | 0 | 1560 | 6240 | 0 | 0 | 0 | 0 | 0 | 0 | 0 | 0 | Borrego Solar (formerly SEC Newco, LLC) | 1 | [5 empty] | TRUE
2507 | 2490 | 2714 | S Centerville Rd |  | Borrego Solar Systems, Inc. - 87-95 S Centerville Road - PV Systems | Borrego Solar Systems, Inc. - 87-95 S Centerville Road - PV Systems | 3247.695 |  | G - Hudson Valley | Solar PV | 3247.695 | 0 | 0 | 0 | 0 | 0 | 0 | 0 | 0 | 0 | 0 | 0 | Borrego Solar (formerly SEC Newco, LLC) | 1 | 2021-11-07 |  |  |  |  | TRUE
2508 | 2375 | 2599 | Norwich |  | DG New York CS, LLC - State Route 12 Parcel # 123.16.61 an - PV Systems | DG New York CS, LLC - State Route 12 Parcel # 123.16.61 an - PV Systems | 7508.02 |  | E - Mohawk Valley | Solar PV | 7508.02 | 0 | 0 | 0 | 0 | 0 | 0 | 0 | 0 | 0 | 0 | 0 | DG New York CS | 1 | 2021-10-15 |  |  |  |  | TRUE
2509 | 2491 | 2715 | Sangolqui Solar, LLC - Route 318 - PV Systems |  | Sangolqui Solar, LLC - Route 318 - PV Systems | Sangolqui Solar, LLC - Route 318 - PV Systems | 2906.8 |  | C - Central | Solar PV | 2906.8 | 0 | 0 | 0 | 0 | 0 | 0 | 0 | 0 | 0 | 0 | 0 | Generate Capital, Inc. | 1 | 2021-10-14 |  |  |  |  | TRUE
2510 | 2492 | 2716 | Orphan Farm NYS P - Orphan Farm Road - PV Systems |  | Orphan Farm NYS P - Orphan Farm Road - PV Systems | Orphan Farm NYS P - Orphan Farm Road - PV Systems | 1247.22 |  | F - Capital | Solar PV | 1247.22 | 0 | 0 | 0 | 0 | 0 | 0 | 0 | 0 | 0 | 0 | 0 | Solar Liberty | 1 | 2021-04-26 |  |  |  |  | TRUE
2511 | 2493 | 2717 | Donati Solar, LLC |  | Donati Solar, LLC - Gravel Road - PV Systems | Donati Solar, LLC - Gravel Road - PV Systems | 2953.92 |  | C - Central | Solar PV | 2953.92 | 0 | 0 | 0 | 0 | 0 | 0 | 0 | 0 | 0 | 0 | 0 | Generate Capital, Inc. | 1 | 2021-10-28 |  |  |  |  | TRUE
2512 | 2494 | 2718 | ELP Ghent Solar LLC - 1023 Route 66 - PV Systems |  | ELP Ghent Solar LLC - 1023 Route 66 - PV Systems | ELP Ghent Solar LLC - 1023 Route 66 - PV Systems | 4312.17 |  | F - Capital | Solar PV | 4312.17 | 0 | 0 | 0 | 0 | 0 | 0 | 0 | 0 | 0 | 0 | 0 | Conductive Power Operations, LLC | 1 | 2021-11-23 |  |  |  |  | TRUE
2513 | 2495 | 2719 | ELP Myer Solar LLC - 18 Warren Myer Road - PV Systems |  | ELP Myer Solar LLC - 18 Warren Myer Road - PV Systems | ELP Myer Solar LLC - 18 Warren Myer Road - PV Systems | 2999.1 |  | G - Hudson Valley | Solar PV | 2999.1 | 0 | 0 | 0 | 0 | 0 | 0 | 0 | 0 | 0 | 0 | 0 | Conductive Power Operations, LLC | 1 | 2021-11-23 |  |  |  |  | TRUE
2514 | 2496 | 2720 | Greenhaven Correctional Facility |  | New York Departmen - Greenhaven 594 NY216 - PV Systems | New York Departmen - Greenhaven 594 NY216 - PV Systems | 4989.6 |  | G - Hudson Valley | Solar PV | 4989.6 | 0 | 0 | 0 | 0 | 0 | 0 | 0 | 0 | 0 | 0 | 0 | Ameresco | 1 | 2021-11-20 |  |  |  |  | TRUE
2515 | 2497 | 2721 | Eastern Correctional Facility |  | New York Departmen - Eastern 10 Institution Road - PV Systems | New York Departmen - Eastern 10 Institution Road - PV Systems | 7003.53 |  | G - Hudson Valley | Solar PV | 7003.53 | 0 | 0 | 0 | 0 | 0 | 0 | 0 | 0 | 0 | 0 | 0 | Ameresco | 1 | 2021-11-20 |  |  |  |  | TRUE
2516 | 2498 | 2722 | Delaware River Solar, LLC - Wildflower Way |  | Delaware River Solar, LLC - Wildflower Way - PV Systems | Delaware River Solar, LLC - Wildflower Way - PV Systems | 6998.8 |  | C - Central | Solar PV | 6998.8 | 0 | 0 | 0 | 0 | 0 | 0 | 0 | 0 | 0 | 0 | 0 | Generate Capital, Inc. | 1 | 2021-08-18 |  |  |  |  | TRUE
2517 | 2499 | 2723 | NY Plattsburgh I, LLC - 6106 Route 22 - PV Systems |  | NY Plattsburgh I, LLC - 6106 Route 22 - PV Systems | NY Plattsburgh I, LLC - 6106 Route 22 - PV Systems | 5030.1 |  | D - North | Solar PV | 5030.1 | 0 | 0 | 0 | 0 | 0 | 0 | 0 | 0 | 0 | 0 | 0 | KSI II Consolidated, LLC | 1 | 2021-11-29 |  |  |  |  | TRUE
2518 | 2500 | 2724 | 237 State Route 96, LLC - 237 State Route 96 - PV Systems |  | 237 Route 96 Site 1, LLC - 237 State Route 96 - PV Systems | 237 Route 96 Site 1, LLC - 237 State Route 96 - PV Systems | 6603.33 |  | C - Central | Solar PV | 6603.33 | 0 | 0 | 0 | 0 | 0 | 0 | 0 | 0 | 0 | 0 | 0 | DG New York CS | 1 | 2021-11-30 |  |  |  |  | TRUE
2519 | 2500 | 2724 | 237 State Route 96, LLC - 237 State Route 96 - PV Systems |  | 237 State Route 96 Site 2, LLC - 237 State Route 96 - PV Systems | 237 State Route 96 Site 2, LLC - 237 State Route 96 - PV Systems | 6582.27 |  | C - Central | Solar PV | 6582.27 | 0 | 0 | 0 | 0 | 0 | 0 | 0 | 0 | 0 | 0 | 0 | DG New York CS | 1 | 2021-11-24 |  |  |  |  | TRUE
2520 | 2501 | 2725 | ELP Stanford Solar LLC - 6060 Route 82 - PV Systems |  | ELP Stanford Solar LLC - 6060 Route 82 - PV Systems | ELP Stanford Solar LLC - 6060 Route 82 - PV Systems | 7497.45 |  | G - Hudson Valley | Solar PV | 7497.45 | 0 | 0 | 0 | 0 | 0 | 0 | 0 | 0 | 0 | 0 | 0 | Conductive Power Operations, LLC | 1 | 2021-12-23 | 2024-02-17 |  |  |  | TRUE
2521 | 2502 | 2726 | 22 South West |  | 22 South West St Tower | 22 South West St Tower | 125 |  | J - New York City | CHP | 125 | 780 | 0 | 0 | 0 | 0 | 0 | 0 | 0 | 0 | 0 | 0 | Tecogen, Inc. | 1 | 2020-10-01 | 2023-12-31 |  |  | FALSE | TRUE | TRUE | TRUE
2522 | 2503 | 2727 | 3333 Broadway |  | 3333 Broadway | 3333 Broadway | 500 |  | J - New York City | CHP | 500 | 3065 | 0 | 0 | 0 | 0 | 0 | 0 | 0 | 0 | 0 | 0 | Tecogen, Inc. | 5 | 2021-12-02 | 2023-05-01 |  |  | FALSE | TRUE | TRUE | TRUE |  |  | TRUE
2523 | 2504 | 2728 | The Goldman Sachs Group - 629 Columbia Street Colonie |  | The Goldman Sachs Group - 629 Columbia St Colonie - 230978 | The Goldman Sachs Group, Inc. - 629 Columbia Street Colonie - PV Systems | 1305 |  | F - Capital | Solar PV | 1305 | 0 | 0 | 0 | 0 | 0 | 0 | 0 | 0 | 0 | 0 | 0 | DG Northeast 1, LLC | 1 | 2021-12-05 |  |  |  |  | TRUE
2524 | 2505 | 2729 | Amalgamated Housing Cooperative |  | Amalgamated Housing Corporation | Amalgamated Housing Corporation | 152 |  | J - New York City | CHP | 152 | 715.751 | 0 | 0 | 0 | 0 | 0 | 0 | 0 | 0 | 0 | 0 | Martin Energy Group | 1 | 2021-12-16 |  |  |  |  | TRUE |  |  |  | TRUE
2525 | 2506 | 2730 | Matrix Solar OC Newburgh Route 17 K, LLC - 108 NY17K - PV Systems |  | Matrix Solar OC Newburgh Route 17 K, LLC - 108 NY17K - PV Systems | Matrix Solar OC Newburgh Route 17 K, LLC - 108 NY17K - PV Systems | 5837.695 |  | G - Hudson Valley | Solar PV | 5837.695 | 0 | 0 | 0 | 0 | 0 | 0 | 0 | 0 | 0 | 0 | 0 | EnterSolar, LLC | 1 | 2021-12-13 |  |  |  |  | TRUE
2526 | 2507 | 2731 | Borrego Solar Systems, Inc. - 4352 Williams Rd - PV Systems |  | Borrego Solar Systems, Inc. - 4352 Williams Rd - PV Systems | Borrego Solar Systems, Inc. - 4352 Williams Rd - PV Systems | 5860.4 |  | A - West | Solar PV | 5860.4 | 0 | 0 | 0 | 0 | 0 | 0 | 0 | 0 | 0 | 0 | 0 | AES Distributed Energy | 1 | 2021-12-12 |  |  |  |  | TRUE
2527 | 2508 | 2732 | NY Dix 1 LLC - 2627 County Road 16 - PV Systems |  | NY Dix 1 LLC - 2627 County Road 16 - PV Systems | NY Dix 1 LLC - 2627 County Road 16 - PV Systems | 5122.44 |  | C - Central | Solar PV | 5122.44 | 0 | 0 | 0 | 0 | 0 | 0 | 0 | 0 | 0 | 0 | 0 | KSI II Consolidated, LLC | 1 | 2021-11-24 |  |  |  |  | TRUE
2528 | 2509 | 2733 | Washingtonville Solar LLC - 19 South Street |  | Washingtonville Solar LLC - 19 South Street - 91046 | Washingtonville Solar LLC - 19 South Street - 91046 | 2800.44 |  | G - Hudson Valley | Solar PV | 2800.44 | 0 | 0 | 0 | 0 | 0 | 0 | 0 | 0 | 0 | 0 | 0 | Signal Energy | 1 | 2021-12-22 |  |  |  |  | TRUE
2529 | 2510 | 2734 | Slate Hill Solar LLC - 28 County Rte 22 |  | Slate Hill Solar LLC - 28 County Rte 22 - 92064 | Slate Hill Solar LLC - 28 County Rte 22 - 92064 | 2800.44 |  | G - Hudson Valley | Solar PV | 2800.44 | 0 | 0 | 0 | 0 | 0 | 0 | 0 | 0 | 0 | 0 | 0 | Signal Energy | 1 | 2021-12-22 |  |  |  |  | TRUE
2530 | 2511 | 2735 | Delaware River Solar, LLC NY 70 |  | Delaware River Solar, LLC - 14021564 NY 70 - PV Systems | Delaware River Solar, LLC - 14021564 NY 70 - PV Systems | 6905.1 |  | B - Genessee | Solar PV | 6905.1 | 0 | 0 | 0 | 0 | 0 | 0 | 0 | 0 | 0 | 0 | 0 | Generate Capital, Inc. | 1 | 2021-11-25 |  |  |  |  | TRUE
2531 | 2512 | 2736 | Home A in 14519 |  |  |  |  | Oct 11, 2021 | B - Genessee | Energy Storage |  |  | 9 | [9 empty] | 3rd ROC Solar | 1 | [5 empty] | FALSE
2532 | 2513 | 2737 | Home A in 12430 |  |  |  |  | Oct 5, 2021 | E - Mohawk Valley | Energy Storage |  |  | 6.4 | [9 empty] | American Energy Care | 1 | [5 empty] | FALSE
2533 | 2514 | 2738 | Home A in 13078 |  |  |  |  | Jul 20, 2021 | C - Central | Energy Storage |  |  | 10 | [9 empty] | Apex Solar Power | 1 | [5 empty] | FALSE
2534 | 2515 | 2739 | Home A in 12809 |  |  |  |  | Aug 25, 2021 | F - Capital | Energy Storage |  |  | 7.6 | [9 empty] | Apex Solar Power | 1 | [5 empty] | FALSE
2535 | 2516 | 2740 | Home F in 12831 |  |  |  |  | Sep 24, 2021 | F - Capital | Energy Storage |  |  | 7.6 | [9 empty] | Apex Solar Power | 1 | [5 empty] | FALSE
2536 | 2517 | 2741 | Home A in 12878 |  |  |  |  | Jul 28, 2021 | F - Capital | Energy Storage |  |  | 7.6 | [9 empty] | Apex Solar Power | 1 | [5 empty] | FALSE
2537 | 2518 | 2742 | Home A in 14072 |  |  |  |  | Jul 28, 2021 | A - West | Energy Storage |  |  | 7.6 | [9 empty] | Buffalo Solar Solutions | 1 | [5 empty] | FALSE
2538 | 2519 | 2743 | Home A in 14741 |  |  |  |  | Jul 27, 2021 | A - West | Energy Storage |  |  | 7.6 | [9 empty] | Buffalo Solar Solutions | 1 | [5 empty] | FALSE
2539 | 2520 | 2744 | Home A in 14127 |  |  |  |  | Oct 21, 2021 | A - West | Energy Storage |  |  | 11.4 | [9 empty] | Buffalo Solar Solutions | 1 | [5 empty] | FALSE
2540 | 2521 | 2745 | Home A in 14737 |  |  |  |  | Jul 14, 2021 | B - Genessee | Energy Storage |  |  | 7.6 | [9 empty] | Buffalo Solar Solutions | 1 | [5 empty] | FALSE
2541 | 2522 | 2746 | Facility B in 13041 |  |  |  |  | Jun 23, 2021 | C - Central | Energy Storage |  |  | 5000 | [9 empty] | DG New York CS | 1 | [5 empty] | FALSE
2542 | 2523 | 2747 | Facility A in 13045 |  |  |  |  | Oct 12, 2021 | C - Central | Energy Storage |  |  | 5000 | [9 empty] | DG New York CS | 1 | [5 empty] | FALSE
2543 | 2524 | 2748 | Facility A in 13142 |  |  |  |  | Nov 8, 2021 | C - Central | Energy Storage |  |  | 2000 | [9 empty] | DSD Renewables | 1 | [5 empty] | FALSE
2544 | 2525 | 2749 | Home A in 13790 |  |  |  |  | Jul 30, 2021 | C - Central | Energy Storage |  |  | 5.8 | [9 empty] | ETM Solar Works | 1 | [5 empty] | FALSE
2545 | 2526 | 2750 | Home B in 14867 |  |  |  |  | May 13, 2021 | C - Central | Energy Storage |  |  | 5.8 | [9 empty] | ETM Solar Works | 1 | [5 empty] | FALSE
2546 | 2527 | 2751 | Home A in 13827 |  |  |  |  | Jun 22, 2021 | C - Central | Energy Storage |  |  | 5.8 | [9 empty] | ETM Solar Works | 1 | [5 empty] | FALSE
2547 | 2528 | 2752 | Home A in 13850 |  |  |  |  | Jul 1, 2021 | C - Central | Energy Storage |  |  | 5.8 | [9 empty] | ETM Solar Works | 1 | [5 empty] | FALSE
2548 | 2529 | 2753 | Home B in 14526 |  |  |  |  | Jul 12, 2021 | B - Genessee | Energy Storage |  |  | 5.7 | [9 empty] | GreenSpark Solar | 1 | [5 empty] | FALSE
2549 | 2530 | 2754 | Home A in 12783 |  |  |  |  | Jul 16, 2021 | E - Mohawk Valley | Energy Storage |  |  | 11 | [9 empty] | Hudson River Renewables | 1 | [5 empty] | FALSE
2550 | 2531 | 2755 | Home A in 12138 |  |  |  |  | Jun 7, 2021 | F - Capital | Energy Storage |  |  | 8 | [9 empty] | Hudson River Renewables | 1 | [5 empty] | FALSE
2551 | 2532 | 2756 | Home A in 12534 |  |  |  |  | Jun 25, 2021 | F - Capital | Energy Storage |  |  | 9 | [9 empty] | Hudson River Renewables | 1 | [5 empty] | FALSE
2552 | 2533 | 2757 | Facility A in 12571 |  |  |  |  | Aug 26, 2021 | F - Capital | Energy Storage |  |  | 22.8 | [9 empty] | Hudson Valley Wind & Solar LLC | 1 | [5 empty] | FALSE
2553 | 2534 | 2758 | Home B in 13775 |  |  |  |  | Oct 19, 2021 | E - Mohawk Valley | Energy Storage |  |  | 7 | [9 empty] | Intelligent Energy Solutions | 1 | [5 empty] | FALSE
2554 | 2535 | 2759 | Home A in 13809 |  |  |  |  | Sep 21, 2021 | E - Mohawk Valley | Energy Storage |  |  | 7.6 | [9 empty] | Intelligent Energy Solutions | 1 | [5 empty] | FALSE
2555 | 2536 | 2760 | Home A in 12122 |  |  |  |  | Apr 13, 2021 | F - Capital | Energy Storage |  |  | 7.6 | [9 empty] | Intelligent Energy Solutions | 1 | [5 empty] | FALSE
2556 | 2537 | 2761 | Home A in 14624 |  |  |  |  | Jun 30, 2021 | B - Genessee | Energy Storage |  |  | 250 | [9 empty] | Johnson Controls Inc. | 1 | [5 empty] | FALSE
2557 | 2538 | 2762 | Home A in 13775 |  |  |  |  | Sep 23, 2021 | E - Mohawk Valley | Energy Storage |  |  | 11 | [9 empty] | Kasselman Solar | 1 | [5 empty] | FALSE
2558 | 2539 | 2763 | Home A in 12019 |  |  |  |  | Jun 25, 2021 | F - Capital | Energy Storage |  |  | 7.6 | [9 empty] | Kasselman Solar | 1 | [5 empty] | FALSE
2559 | 2540 | 2764 | Home A in 12040 |  |  |  |  | Jul 15, 2021 | F - Capital | Energy Storage |  |  | 7 | [9 empty] | Kasselman Solar | 1 | [5 empty] | FALSE
2560 | 2541 | 2765 | Home A in 12516 |  |  |  |  | Sep 24, 2021 | F - Capital | Energy Storage |  |  | 11 | [9 empty] | Kasselman Solar | 1 | [5 empty] | FALSE
2561 | 2542 | 2766 | Home D in 12457 |  |  |  |  | Apr 21, 2021 | G - Hudson Valley | Energy Storage |  |  | 7.6 | [9 empty] | Kasselman Solar | 1 | [5 empty] | FALSE
2562 | 2543 | 2767 | Home E in 10560 |  |  |  |  | Sep 23, 2021 | G - Hudson Valley | Energy Storage |  |  | 6.9 | [9 empty] | Kasselman Solar | 1 | [5 empty] | FALSE
2563 | 2544 | 2768 | Home A in 13633 |  |  |  |  | Aug 26, 2021 | E - Mohawk Valley | Energy Storage |  |  | 7.6 | [9 empty] | Kasselman Solar | 1 | [5 empty] | FALSE
2564 | 2545 | 2769 | Home A in 12010 |  |  |  |  | Sep 21, 2021 | F - Capital | Energy Storage |  |  | 7.6 | [9 empty] | Kasselman Solar | 1 | [5 empty] | FALSE
2565 | 2546 | 2770 | Facility A in 12054 |  |  |  |  | Sep 23, 2021 | F - Capital | Energy Storage |  |  | 15.2 | [9 empty] | Kasselman Solar | 1 | [5 empty] | FALSE
2566 | 2547 | 2771 | Home A in 12304 |  |  |  |  | Sep 9, 2021 | F - Capital | Energy Storage |  |  | 7.6 | [9 empty] | Kasselman Solar | 1 | [5 empty] | FALSE
2567 | 2548 | 2772 | Home C in 12309 |  |  |  |  | Sep 28, 2021 | F - Capital | Energy Storage |  |  | 7.6 | [9 empty] | Kasselman Solar | 1 | [5 empty] | FALSE
2568 | 2549 | 2773 | Home A in 12850 |  |  |  |  | Oct 20, 2021 | F - Capital | Energy Storage |  |  | 7.6 | [9 empty] | Kasselman Solar | 1 | [5 empty] | FALSE
2569 | 2550 | 2774 | Home B in 12060 |  |  |  |  | Jul 2, 2021 | F - Capital | Energy Storage |  |  | 9 | [9 empty] | Lighthouse Solar | 1 | [5 empty] | FALSE
2570 | 2551 | 2775 | Home D in 10516 |  |  |  |  | Aug 31, 2021 | G - Hudson Valley | Energy Storage |  |  | 7.6 | [9 empty] | Lighthouse Solar | 1 | [5 empty] | FALSE
2571 | 2552 | 2776 | Home A in 12429 |  |  |  |  | Jun 11, 2021 | G - Hudson Valley | Energy Storage |  |  | 10 | [9 empty] | New York State Solar Farm | 1 | [5 empty] | FALSE
2572 | 2553 | 2777 | Home C in 12764 |  |  |  |  | Apr 7, 2021 | E - Mohawk Valley | Energy Storage |  |  | 11.6 | [9 empty] | New York State Solar Farm | 1 | [5 empty] | FALSE
2573 | 2554 | 2778 | Home A in 12873 |  |  |  |  | May 24, 2021 | F - Capital | Energy Storage |  |  | 11.6 | [9 empty] | New York State Solar Farm | 1 | [5 empty] | FALSE
2574 | 2555 | 2779 | Facility A in 13815 |  |  |  |  | Aug 18, 2021 | E - Mohawk Valley | Energy Storage |  |  | 4000 | [9 empty] | Next Era Energy Resources (formerly SEC LHNY Solar One, LLC) | 1 | [5 empty] | FALSE
2575 | 2556 | 2780 | Home B in 14532 |  |  |  |  | Aug 17, 2021 | B - Genessee | Energy Storage |  |  | 10 | [9 empty] | Qwik Solar | 1 | [5 empty] | FALSE
2576 | 2557 | 2781 | Home A in 14840 |  |  |  |  | May 13, 2021 | C - Central | Energy Storage |  |  | 7.6 | [9 empty] | Qwik Solar | 1 | [5 empty] | FALSE
2577 | 2558 | 2782 | Facility E in 14850 |  |  |  |  | Jun 15, 2021 | C - Central | Energy Storage |  |  | 17 | [9 empty] | Renovus Solar | 1 | [5 empty] | FALSE
2578 | 2559 | 2783 | Home B in 13827 |  |  |  |  | Aug 17, 2021 | C - Central | Energy Storage |  |  | 16.97 | [9 empty] | Revolution Solar | 1 | [5 empty] | FALSE
2579 | 2560 | 2784 | Home A in 12724 |  |  |  |  | May 28, 2021 | E - Mohawk Valley | Energy Storage |  |  | 4.5 | [9 empty] | Solar Alchemy Inc | 1 | [5 empty] | FALSE
2580 | 2561 | 2785 | Home D in 12764 |  |  |  |  | Sep 29, 2021 | E - Mohawk Valley | Energy Storage |  |  | 8.5 | [9 empty] | Solar Alchemy Inc | 1 | [5 empty] | FALSE
2581 | 2562 | 2786 | Facility A in 12523 |  |  |  |  | Sep 20, 2021 | F - Capital | Energy Storage |  |  | 20 | [9 empty] | Solar Liberty | 1 | [5 empty] | FALSE
2582 | 2563 | 2787 | Facility A in 14063 |  |  |  |  | Aug 30, 2021 | A - West | Energy Storage |  |  | 491.7 | [9 empty] | Solar Liberty | 1 | [5 empty] | FALSE
2583 | 2564 | 2788 | Home A in 12157 |  |  |  |  | Jun 9, 2021 | F - Capital | Energy Storage |  |  | 9 | [9 empty] | Solar Liberty | 1 | [5 empty] | FALSE
2584 | 2565 | 2789 | Home A in 13123 |  |  |  |  | Jul 15, 2021 | E - Mohawk Valley | Energy Storage |  |  | 10 | [9 empty] | Solar Liberty | 1 | [5 empty] | FALSE
2585 | 2566 | 2790 | Home A in 13152 |  |  |  |  | Oct 8, 2021 | C - Central | Energy Storage |  |  | 6 | [9 empty] | Solar Liberty | 1 | [5 empty] | FALSE
2586 | 2567 | 2791 | Facility A in 12781 |  |  |  |  | Jun 25, 2021 | E - Mohawk Valley | Energy Storage |  |  | 15 | [9 empty] | Solar Liberty | 1 | [5 empty] | FALSE
2587 | 2568 | 2792 | Home B in 13152 |  |  |  |  | Aug 3, 2021 | C - Central | Energy Storage |  |  | 5 | [9 empty] | Solar Liberty | 1 | [5 empty] | FALSE
2588 | 2569 | 2793 | Facility A in 14526 |  |  |  |  | Jun 25, 2021 | B - Genessee | Energy Storage |  |  | 19.2 | [9 empty] | SolarCity (now Tesla) | 1 | [5 empty] | FALSE
2589 | 2570 | 2794 | Home A in 12743 |  |  |  |  | Jun 21, 2021 | E - Mohawk Valley | Energy Storage |  |  | 11.6 | [9 empty] | SolarCity (now Tesla) | 1 | [5 empty] | FALSE
2590 | 2571 | 2795 | Home B in 12758 |  |  |  |  | May 6, 2021 | E - Mohawk Valley | Energy Storage |  |  | 11.6 | [9 empty] | SolarCity (now Tesla) | 1 | [5 empty] | FALSE
2591 | 2572 | 2796 | Home D in 10920 |  |  |  |  | Aug 24, 2021 | G - Hudson Valley | Energy Storage |  |  | 15 | [9 empty] | SolarCity (now Tesla) | 1 | [5 empty] | FALSE
2592 | 2573 | 2797 | Home B in 10921 |  |  |  |  | Jun 21, 2021 | G - Hudson Valley | Energy Storage |  |  | 10 | [9 empty] | SolarCity (now Tesla) | 1 | [5 empty] | FALSE
2593 | 2574 | 2798 | Home C in 10923 |  |  |  |  | May 13, 2021 | G - Hudson Valley | Energy Storage |  |  | 20 | [9 empty] | SolarCity (now Tesla) | 1 | [5 empty] | FALSE
2594 | 2575 | 2799 | Home D in 14424 |  |  |  |  | Aug 11, 2021 | B - Genessee | Energy Storage |  |  | 1.92 | [9 empty] | Steed Energy | 1 | [5 empty] | FALSE
2595 | 2576 | 2800 | Home F in 10516 |  |  |  |  | Sep 29, 2021 | G - Hudson Valley | Energy Storage |  |  | 15 | [9 empty] | Sunation Solar Systems | 1 | [5 empty] | FALSE
2596 | 2577 | 2801 | Home B in 12037 |  |  |  |  | Apr 23, 2021 | F - Capital | Energy Storage |  |  | 11.6 | [9 empty] | SunCommon | 1 | [5 empty] | FALSE
2597 | 2578 | 2802 | Home A in 12125 |  |  |  |  | Jul 14, 2021 | F - Capital | Energy Storage |  |  | 11.6 | [9 empty] | SunCommon | 1 | [5 empty] | FALSE
2598 | 2579 | 2803 | Home A in 12136 |  |  |  |  | Oct 27, 2021 | F - Capital | Energy Storage |  |  | 11.6 | [9 empty] | SunCommon | 1 | [5 empty] | FALSE
2599 | 2580 | 2804 | Home C in 12412 |  |  |  |  | Jul 23, 2021 | G - Hudson Valley | Energy Storage |  |  | 5 | [9 empty] | SunCommon | 1 | [5 empty] | FALSE
2600 | 2581 | 2805 | Home A in 12436 |  |  |  |  | Oct 13, 2021 | G - Hudson Valley | Energy Storage |  |  | 10 | [9 empty] | SunCommon | 1 | [5 empty] | FALSE
2601 | 2582 | 2806 | Home C in 12440 |  |  |  |  | Sep 10, 2021 | G - Hudson Valley | Energy Storage |  |  | 10 | [9 empty] | SunCommon | 1 | [5 empty] | FALSE
2602 | 2583 | 2807 | Home J in 12561 |  |  |  |  | Aug 31, 2021 | G - Hudson Valley | Energy Storage |  |  | 5 | [9 empty] | SunCommon | 1 | [5 empty] | FALSE
2603 | 2584 | 2808 | Home A in 12067 |  |  |  |  | Oct 11, 2021 | F - Capital | Energy Storage |  |  | 5 | [9 empty] | SunCommon | 1 | [5 empty] | FALSE
2604 | 2585 | 2809 | Home A in 12173 |  |  |  |  | Jul 1, 2021 | F - Capital | Energy Storage |  |  | 5 | [9 empty] | SunCommon | 1 | [5 empty] | FALSE
2605 | 2586 | 2810 | Home A in 14870 |  |  |  |  | Aug 19, 2021 | C - Central | Energy Storage |  |  | 9 | [9 empty] | Sungineer Solar | 1 | [5 empty] | FALSE
2606 | 2587 | 2811 | Home A in 12729 |  |  |  |  | Jun 11, 2021 | G - Hudson Valley | Energy Storage |  |  | 7.7 | [9 empty] | Sunrun | 1 | [5 empty] | FALSE
2607 | 2588 | 2812 | Home A in 10921 |  |  |  |  | Sep 23, 2021 | G - Hudson Valley | Energy Storage |  |  | 5 | [9 empty] | Sunrun | 1 | [5 empty] | FALSE
2608 | 2589 | 2813 | Home B in 10923 |  |  |  |  | Jun 24, 2021 | G - Hudson Valley | Energy Storage |  |  | 10 | [9 empty] | Sunrun | 1 | [5 empty] | FALSE
2609 | 2590 | 2814 | Home E in 10930 |  |  |  |  | Jul 1, 2021 | G - Hudson Valley | Energy Storage |  |  | 7.7 | [9 empty] | Sunrun | 1 | [5 empty] | FALSE
2610 | 2591 | 2815 | Home C in 10954 |  |  |  |  | Jun 7, 2021 | G - Hudson Valley | Energy Storage |  |  | 9.3 | [9 empty] | Sunrun | 1 | [5 empty] | FALSE
2611 | 2592 | 2816 | Home D in 10954 |  |  |  |  | Oct 25, 2021 | G - Hudson Valley | Energy Storage |  |  | 5 | [9 empty] | Sunrun | 1 | [5 empty] | FALSE
2612 | 2593 | 2817 | Home P in 10956 |  |  |  |  | Sep 23, 2021 | G - Hudson Valley | Energy Storage |  |  | 10.4 | [9 empty] | Sunrun | 1 | [5 empty] | FALSE
2613 | 2594 | 2818 | Home Q in 10956 |  |  |  |  | Jul 23, 2021 | G - Hudson Valley | Energy Storage |  |  | 5.8 | [9 empty] | Sunrun | 1 | [5 empty] | FALSE
2614 | 2595 | 2819 | Home R in 10956 |  |  |  |  | Aug 5, 2021 | G - Hudson Valley | Energy Storage |  |  | 3.8 | [9 empty] | Sunrun | 1 | [5 empty] | FALSE
2615 | 2596 | 2820 | Home T in 10956 |  |  |  |  | Jun 11, 2021 | G - Hudson Valley | Energy Storage |  |  | 9.6 | [9 empty] | Sunrun | 1 | [5 empty] | FALSE
2616 | 2597 | 2821 | Home B in 12412 |  |  |  |  | Feb 2, 2021 | G - Hudson Valley | Energy Storage |  |  | 5 | [9 empty] | Sunrun | 1 | [5 empty] | FALSE
2617 | 2598 | 2822 | Home C in 12428 |  |  |  |  | Oct 27, 2021 | E - Mohawk Valley | Energy Storage |  |  | 3.8 | [9 empty] | Sunrun | 1 | [5 empty] | FALSE
2618 | 2599 | 2823 | Home A in 12524 |  |  |  |  | Sep 8, 2021 | G - Hudson Valley | Energy Storage |  |  | 5 | [9 empty] | Sunrun | 1 | [5 empty] | FALSE
2619 | 2600 | 2824 | Home C in 12528 |  |  |  |  | Jul 12, 2021 | G - Hudson Valley | Energy Storage | 0 | 0 | 5 | 0 | 0 | 0 | 0 | 0 | 0 | 0 | 0 | 0 | Sunrun | 1 | [5 empty] | FALSE
2620 | 2601 | 2825 | Home E in 10516 |  |  |  |  | Feb 17, 2021 | G - Hudson Valley | Energy Storage | 0 | 0 | 15 | 0 | 0 | 0 | 0 | 0 | 0 | 0 | 0 | 0 | Tesla Energy Operations, Inc. | 1 | [5 empty] | FALSE
2621 | 2602 | 2826 | Home B in 12419 |  |  |  |  | Jul 29, 2021 | G - Hudson Valley | Energy Storage |  |  | 10 | [9 empty] | Tesla Energy Operations, Inc. | 1 | [5 empty] | FALSE
2622 | 2603 | 2827 | Home D in 12528 |  |  |  |  | Jun 1, 2021 | G - Hudson Valley | Energy Storage |  |  | 10 | [9 empty] | Tesla Energy Operations, Inc. | 1 | [5 empty] | FALSE
2623 | 2604 | 2828 | Home B in 12054 |  |  |  |  | Aug 19, 2021 | F - Capital | Energy Storage |  |  | 10 | [9 empty] | Tesla Energy Operations, Inc. | 1 | [5 empty] | FALSE
2624 | 2605 | 2829 | Home A in 12740 |  |  |  |  | Jul 30, 2021 | E - Mohawk Valley | Energy Storage |  |  | 5 | [9 empty] | Tesla Energy Operations, Inc. | 1 | [5 empty] | FALSE
2625 | 2606 | 2830 | Home S in 10956 |  |  |  |  | Aug 30, 2021 | G - Hudson Valley | Energy Storage |  |  | 10 | [9 empty] | Trinity Solar | 1 | [5 empty] | FALSE
2626 | 2607 | 2831 | Home D in 10960 |  |  |  |  | Aug 25, 2021 | G - Hudson Valley | Energy Storage |  |  | 5 | [10 empty] | 1 | [5 empty] | FALSE
2627 | 2608 | 2832 | Freehold Solar - 9775-9873 State Route 32 |  | Freehold Solar - 9775-9873 State Route 32 - 79844 | Freehold Solar, LLC - 9775-9873 State Route 32 - PV System | 2995.2 |  | G - Hudson Valley | Solar PV | 2995.2 | 0 | 0 | 0 | 0 | 0 | 0 | 0 | 0 | 0 | 0 | 0 | Signal Energy | 1 | 2021-12-02 |  |  |  |  | TRUE
2628 | 2609 | 2833 | Omni Navitas Holdings, LLC - 1497 County Route 31 - PV Systems |  | Omni Navitas Holdings, LLC - 1497 County Route 31 - PV Systems | Omni Navitas Holdings, LLC - 1497 County Route 31 - PV Systems | 3355.82 |  | E - Mohawk Valley | Solar PV | 3355.82 | 0 | 0 | 0 | 0 | 0 | 0 | 0 | 0 | 0 | 0 | 0 | Green Street Power Partners, LLC | 1 | 2021-12-22 | 2024-03-13 |  |  |  | TRUE
2629 | 2373 | 2597 | 273 Finchville Turnpike |  | Finchville | Finchville | 1920 |  | G - Hudson Valley | Energy Storage | 0 | 0 | 1920 | 4360 | 0 | 0 | 0 | 0 | 0 | 0 | 0 | 0 | Borrego Solar (formerly SEC Newco, LLC) | 1 | 2021-11-18 |  |  |  |  | TRUE
2630 | 2610 | 2834 | Oakwood Cemetery |  | Oakwood Cemetery | Oakwood Cemetary | 1026 |  | H - Millwood | Energy Storage | 0 | 0 | 1026 | 4104 | 0 | 0 | 0 | 0 | 0 | 0 | 0 | 0 | Nexamp | 1 | 2021-12-01 |  |  |  |  | TRUE
2631 | 2611 | 2835 | Mines Press |  | Mines Press | Mines Press | 1000 |  | H - Millwood | Energy Storage | 0 | 0 | 1000 | 2000 | 0 | 0 | 0 | 0 | 0 | 0 | 0 | 0 | Centrica | 1 | 2021-10-01 |  |  |  |  | TRUE
2632 | 2612 | 2836 | Five Pointz Towers |  | Five Pointz Towers | Five Pointz Towers | 260 |  | J - New York City | CHP | 260 | 1552 | 0 | 0 | 0 | 0 | 0 | 0 | 0 | 0 | 0 | 0 | RSP Systems | 4 | 2021-11-29 |  |  |  |  | TRUE
2633 | 2613 | 2837 | Village East Towers |  | Village East Towers | Village East Towers | 130 |  | J - New York City | CHP | 130 | 776 | 0 | 0 | 0 | 0 | 0 | 0 | 0 | 0 | 0 | 0 | RSP Systems | 2 | 2021-11-29 |  |  |  |  | TRUE
2634 | 2614 | 2838 | GSPP 24757 County Road 47 |  | GSPP 24658 County Route 47 North, LLC - 24757 County Route 47 - PV Systems | GSPP 24658 County Route 47 North, LLC - 24757 County Route 47 - PV Systems | 1310.4 |  | E - Mohawk Valley | Solar PV | 1310.4 | 0 | 0 | 0 | 0 | 0 | 0 | 0 | 0 | 0 | 0 | 0 | Active Solar Development LLC | 1 | [5 empty] | TRUE
2635 | 2615 | 2838 | GSPP 24757 County Road 47 |  | GSPP 24658 County Route 47 South, LLC - 24757 County Route 47 - PV Systems | GSPP 24658 County Route 47 South, LLC - 24757 County Route 47 - PV Systems | 1310.4 |  | E - Mohawk Valley | Solar PV | 1310.4 | 0 | 0 | 0 | 0 | 0 | 0 | 0 | 0 | 0 | 0 | 0 | Active Solar Development LLC | 1 | [5 empty] | TRUE
2636 | 2616 | 2839 | New York Departmen - Wende Creekview Drive - PV Systems |  | New York Departmen - Wende Creekview Drive - PV Systems | New York Departmen - Wende Creekview Drive - PV Systems | 6998.94 |  | A - West | Solar PV | 6998.94 | 0 | 0 | 0 | 0 | 0 | 0 | 0 | 0 | 0 | 0 | 0 | Ameresco | 1 | 2022-01-28 |  |  |  |  | TRUE
2637 | 2617 | 2840 | Omni Navitas Holdings .LLC. - 4575 State Route 69 - PV Systems |  | Omni Navitas Holdings .LLC. - 4575 State Route 69 - PV Systems | Omni Navitas Holdings .LLC. - 4575 State Route 69 - PV Systems | 5888.48 |  | C - Central | Solar PV | 5888.48 | 0 | 0 | 0 | 0 | 0 | 0 | 0 | 0 | 0 | 0 | 0 | Green Street Power Partners, LLC | 1 | 2022-01-11 |  |  |  |  | TRUE
2638 | 2618 | 2841 | Skaneateles Community Solar Farm |  | Solar Farms New York - Town of Skaneateles Community Solar Farm | Solar Farms New York - Town of Skaneateles Community Solar Farm | 1252.16 |  | C - Central | Solar PV | 1252.16 | 0 | 0 | 0 | 0 | 0 | 0 | 0 | 0 | 0 | 0 | 0 | Distributed Asset Solutions LLC | 1 | [5 empty] | TRUE
2639 | 2619 | 2842 | 2453 West Creek Road |  | Delaware River Solar, LLC - 2453 West Creek Road - PV Systems | Delaware River Solar, LLC - 2453 West Creek Road - PV Systems | 6908.4 |  | C - Central | Solar PV | 6908.4 | 0 | 0 | 0 | 0 | 0 | 0 | 0 | 0 | 0 | 0 | 0 | Generate Capital, Inc. | 1 | 2022-01-13 |  |  |  |  | TRUE
2640 | 2620 | 2843 | 443 Glen Mary Drive |  | Generate Capital - 443 Glen Mary Dr (#2) - PV Systems | Generate Capital - 443 Glen Mary Dr (#2) - PV Systems | 3001.68 |  | C - Central | Solar PV | 3001.68 | 0 | 0 | 0 | 0 | 0 | 0 | 0 | 0 | 0 | 0 | 0 | Generate Capital, Inc. | 1 | 2022-01-19 |  |  |  |  | TRUE
2641 | 2622 | 2844 | AES Distributed Energy, Inc. - 469 NY17K #1 - PV Systems |  | AES Distributed Energy, Inc. - 469 NY17K #1 - PV Systems | AES Distributed Energy, Inc. - 469 NY17K #1 - PV Systems | 7051.2 |  | G - Hudson Valley | Solar PV | 7051.2 | 0 | 0 | 0 | 0 | 0 | 0 | 0 | 0 | 0 | 0 | 0 | AES Distributed Energy | 1 | 2022-02-23 |  |  |  |  | TRUE
2642 | 2623 | 2845 | Delaware River Solar, LLC - 6161 East River Road - PV Systems |  | Delaware River Solar, LLC - 6161 East River Road - PV Systems | Delaware River Solar, LLC - 6161 East River Road - PV Systems | 5998.68 |  | A - West | Solar PV | 5998.68 | 0 | 0 | 0 | 0 | 0 | 0 | 0 | 0 | 0 | 0 | 0 | Generate Capital, Inc. | 1 | 2022-02-24 |  |  |  |  | TRUE
2643 | 2624 | 2846 | Home I in 11003 |  |  |  |  | Mar 30, 2021 | K - Long Island | Energy Storage |  |  | 5 | [9 empty] | Sunrun | 1 | [5 empty] | FALSE
2644 | 2625 | 2847 | Home J in 11003 |  |  |  |  | Mar 11, 2021 | K - Long Island | Energy Storage |  |  | 15 | [9 empty] | Tesla Energy Operations, Inc. | 1 | [5 empty] | FALSE
2645 | 2626 | 2848 | Home D in 11010 |  |  |  |  | Feb 17, 2021 | K - Long Island | Energy Storage |  |  | 5 | [9 empty] | Sunrun | 1 | [5 empty] | FALSE
2646 | 2627 | 2849 | Home B in 11510 |  |  |  |  | Feb 11, 2021 | K - Long Island | Energy Storage |  |  | 5 | [9 empty] | Tesla Energy Operations, Inc. | 1 | [5 empty] | FALSE
2647 | 2628 | 2850 | Home C in 11510 |  |  |  |  | Feb 11, 2021 | K - Long Island | Energy Storage |  |  | 10 | [9 empty] | Tesla Energy Operations, Inc. | 1 | [5 empty] | FALSE
2648 | 2629 | 2851 | Home D in 11510 |  |  |  |  | Mar 16, 2021 | K - Long Island | Energy Storage |  |  | 10 | [9 empty] | Tesla Energy Operations, Inc. | 1 | [5 empty] | FALSE
2649 | 2630 | 2852 | Home E in 11518 |  |  |  |  | Feb 19, 2021 | K - Long Island | Energy Storage |  |  | 10 | [9 empty] | Sunrun | 1 | [5 empty] | FALSE
2650 | 2631 | 2853 | Home F in 11518 |  |  |  |  | Mar 30, 2021 | K - Long Island | Energy Storage |  |  | 5 | [9 empty] | Sunrun | 1 | [5 empty] | FALSE
2651 | 2632 | 2854 | Home J in 11554 |  |  |  |  | Feb 4, 2021 | K - Long Island | Energy Storage |  |  | 10 | [9 empty] | Sunrun | 1 | [5 empty] | FALSE
2652 | 2633 | 2855 | Home K in 11554 |  |  |  |  | Mar 1, 2021 | K - Long Island | Energy Storage |  |  | 15 | [9 empty] | Tesla Energy Operations, Inc. | 1 | [5 empty] | FALSE
2653 | 2634 | 2856 | Home L in 11554 |  |  |  |  | Feb 18, 2021 | K - Long Island | Energy Storage |  |  | 20 | [9 empty] | Tesla Energy Operations, Inc. | 1 | [5 empty] | FALSE
2654 | 2635 | 2857 | Home D in 11701 |  |  |  |  | Feb 18, 2021 | K - Long Island | Energy Storage |  |  | 5 | [9 empty] | Sunrun | 1 | [5 empty] | FALSE
2655 | 2636 | 2858 | Home D in 11702 |  |  |  |  | Feb 8, 2021 | K - Long Island | Energy Storage |  |  | 5 | [9 empty] | Sunrun | 1 | [5 empty] | FALSE
2656 | 2637 | 2859 | Home I in 11706 |  |  |  |  | Feb 9, 2021 | K - Long Island | Energy Storage |  |  | 5 | [9 empty] | Sunrun | 1 | [5 empty] | FALSE
2657 | 2638 | 2860 | Home H in 11706 |  |  |  |  | Mar 31, 2021 | K - Long Island | Energy Storage |  |  | 5 | [9 empty] | Sunrun | 1 | [5 empty] | FALSE
2658 | 2639 | 2861 | Home F in 11709 |  |  |  |  | Mar 11, 2021 | K - Long Island | Energy Storage |  |  | 10 | [9 empty] | Tesla Energy Operations, Inc. | 1 | [5 empty] | FALSE
2659 | 2640 | 2862 | Home G in 11710 |  |  |  |  | Mar 30, 2021 | K - Long Island | Energy Storage |  |  | 5 | [9 empty] | Hytech Solar Inc. | 1 | [5 empty] | FALSE
2660 | 2641 | 2863 | Home H in 11710 |  |  |  |  | Mar 4, 2021 | K - Long Island | Energy Storage |  |  | 5 | [9 empty] | Sunation Solar Systems | 1 | [5 empty] | FALSE
2661 | 2642 | 2864 | Home A in 11715 |  |  |  |  | Feb 10, 2021 | K - Long Island | Energy Storage |  |  | 5 | [9 empty] | Harvest Power | 1 | [5 empty] | FALSE
2662 | 2643 | 2865 | Home A in 11716 |  |  |  |  | Mar 17, 2021 | K - Long Island | Energy Storage |  |  | 15 | [9 empty] | Sunation Solar Systems | 1 | [5 empty] | FALSE
2663 | 2644 | 2866 | Home B in 11716 |  |  |  |  | Mar 30, 2021 | K - Long Island | Energy Storage |  |  | 15 | [9 empty] | Tesla Energy Operations, Inc. | 1 | [5 empty] | FALSE
2664 | 2645 | 2867 | Home F in 11717 |  |  |  |  | Mar 5, 2021 | K - Long Island | Energy Storage |  |  | 6.7 | [9 empty] | Long Island Power Solutions | 1 | [5 empty] | FALSE
2665 | 2646 | 2868 | Home G in 11717 |  |  |  |  | Mar 22, 2021 | K - Long Island | Energy Storage |  |  | 10 | [9 empty] | Tesla Energy Operations, Inc. | 1 | [5 empty] | FALSE
2666 | 2647 | 2869 | Home B in 11721 |  |  |  |  | Feb 17, 2021 | K - Long Island | Energy Storage |  |  | 5 | [9 empty] | Sunrun | 1 | [5 empty] | FALSE
2667 | 2648 | 2870 | Home K in 11725 |  |  |  |  | Feb 18, 2021 | K - Long Island | Energy Storage |  |  | 4.5 | [9 empty] | Premier Solar Solutions LLC | 1 | [5 empty] | FALSE
2668 | 2649 | 2871 | Home J in 11725 |  |  |  |  | Mar 12, 2021 | K - Long Island | Energy Storage |  |  | 5 | [9 empty] | Sunation Solar Systems | 1 | [5 empty] | FALSE
2669 | 2650 | 2872 | Home M in 11725 |  |  |  |  | Mar 30, 2021 | K - Long Island | Energy Storage |  |  | 5 | [9 empty] | Sunrun | 1 | [5 empty] | FALSE
2670 | 2651 | 2873 | Home N in 11725 |  |  |  |  | Feb 18, 2021 | K - Long Island | Energy Storage |  |  | 5 | [9 empty] | Sunrun | 1 | [5 empty] | FALSE
2671 | 2652 | 2874 | Home O in 11725 |  |  |  |  | Mar 5, 2021 | K - Long Island | Energy Storage |  |  | 15 | [9 empty] | Sunrun | 1 | [5 empty] | FALSE
2672 | 2653 | 2875 | Home L in 11725 |  |  |  |  | Mar 11, 2021 | K - Long Island | Energy Storage |  |  | 15 | [9 empty] | Tesla Energy Operations, Inc. | 1 | [5 empty] | FALSE
2673 | 2654 | 2876 | Home B in 11730 |  |  |  |  | Mar 12, 2021 | K - Long Island | Energy Storage |  |  | 5 | [9 empty] | Harvest Power | 1 | [5 empty] | FALSE
2674 | 2655 | 2877 | Home F in 11731 |  |  |  |  | Mar 9, 2021 | K - Long Island | Energy Storage |  |  | 6.7 | [9 empty] | Long Island Power Solutions | 1 | [5 empty] | FALSE
2675 | 2656 | 2878 | Facility A in 11731 |  |  |  |  | Mar 12, 2021 | K - Long Island | Energy Storage |  |  | 20 | [9 empty] | Sunrun | 1 | [5 empty] | FALSE
2676 | 2657 | 2879 | Home G in 11731 |  |  |  |  | Mar 2, 2021 | K - Long Island | Energy Storage |  |  | 10 | [9 empty] | Tesla Energy Operations, Inc. | 1 | [5 empty] | FALSE
2677 | 2658 | 2880 | Home D in 11735 |  |  |  |  | Feb 24, 2021 | K - Long Island | Energy Storage |  |  | 10 | [9 empty] | Tesla Energy Operations, Inc. | 1 | [5 empty] | FALSE
2678 | 2659 | 2881 | Home E in 11735 |  |  |  |  | Mar 23, 2021 | K - Long Island | Energy Storage |  |  | 10 | [9 empty] | Tesla Energy Operations, Inc. | 1 | [5 empty] | FALSE
2679 | 2660 | 2882 | Home M in 11746 |  |  |  |  | Mar 9, 2021 | K - Long Island | Energy Storage |  |  | 10 | [9 empty] | Tesla Energy Operations, Inc. | 1 | [5 empty] | FALSE
2680 | 2661 | 2883 | Home N in 11746 |  |  |  |  | Mar 17, 2021 | K - Long Island | Energy Storage |  |  | 15 | [9 empty] | Tesla Energy Operations, Inc. | 1 | [5 empty] | FALSE
2681 | 2662 | 2884 | Home O in 11746 |  |  |  |  | Feb 19, 2021 | K - Long Island | Energy Storage |  |  | 10 | [9 empty] | Tesla Energy Operations, Inc. | 1 | [5 empty] | FALSE
2682 | 2663 | 2885 | Delaware River Solar - Telegraph Road |  | Delaware River Solar, LLC - Telegraph Road (#2) - PV Systems | Delaware River Solar, LLC - Telegraph Road (#2) - PV Systems | 2593.46 |  | B - Genessee | Solar PV | 2593.46 | 0 | 0 | 0 | 0 | 0 | 0 | 0 | 0 | 0 | 0 | 0 | Generate Capital, Inc. | 1 | 2022-02-24 |  |  |  |  | TRUE
2683 | 2664 | 2886 | Tesla Inc. - 1339 S Park Ave |  | Tesla Inc. - 1339 S Park Ave - 231446 | Tesla Inc. - 1339 S Park Ave - PV Systems | 2457.84 |  | A - West | Solar PV | 2457.84 | 0 | 0 | 0 | 0 | 0 | 0 | 0 | 0 | 0 | 0 | 0 | Tesla Energy Operations, Inc. | 1 | 2022-01-21 |  |  |  |  | TRUE
2684 | 2665 | 2887 | NYS Parks Tobin II |  | New York State Parks - NYS Parks Tobin II 135 Freedom Road - PV Systems | New York State Parks - NYS Parks Tobin II 135 Freedom Road - PV Systems | 2104.05 |  | G - Hudson Valley | Solar PV | 2104.05 | 0 | 0 | 0 | 0 | 0 | 0 | 0 | 0 | 0 | 0 | 0 | AES Distributed Energy | 1 | 2022-01-31 |  |  |  |  | TRUE
2685 | 2666 | 2888 | Borrego Solar Systems, Inc. - Dusenberry Lane |  | Borrego Solar Systems, Inc. - 60 Dusenberry Lane - PV Systems | Borrego Solar Systems, Inc. - 60 Dusenberry Lane - PV Systems | 7165.56 |  | F - Capital | Solar PV | 7165.56 | 0 | 0 | 0 | 0 | 0 | 0 | 0 | 0 | 0 | 0 | 0 | AES Distributed Energy | 1 | 2022-02-27 |  |  |  |  | TRUE
2686 | 2667 | 2889 | Borrego Solar Systems, Inc. - Knapp Road |  | Borrego Solar Systems, Inc. - 241 Knapp Rd West - PV Systems | Borrego Solar Systems, Inc. - 241 Knapp Rd West - PV Systems | 6132.78 |  | A - West | Solar PV | 6132.78 | 0 | 0 | 0 | 0 | 0 | 0 | 0 | 0 | 0 | 0 | 0 | AES Distributed Energy | 1 | 2022-02-27 |  |  |  |  | TRUE
2687 | 2668 | 2890 | Bright Field - NYS Route 70 |  | Bright Field - 246 State Route 70 - PV Systems | Bright Field - 246 State Route 70 - PV Systems | 5281.2 |  | C - Central | Solar PV | 5281.2 | 0 | 0 | 0 | 0 | 0 | 0 | 0 | 0 | 0 | 0 | 0 | Nautilus Solar Energy | 1 | 2022-02-28 |  |  |  |  | TRUE
2688 | 2669 | 2891 | Bright Hill - 721 Eveland Road |  | Bright Hill - 721 Eveland Road - PV Systems | Bright Hill - 721 Eveland Road - PV Systems | 6820.74 |  | C - Central | Solar PV | 6820.74 | 0 | 0 | 0 | 0 | 0 | 0 | 0 | 0 | 0 | 0 | 0 | Nautilus Solar Energy | 1 | 2022-02-28 |  |  |  |  | TRUE
2689 | 2670 | 2892 | Bright Oak - Galloway Road |  | Bright Oak - 3565 Galloway Road - PV Systems | Bright Oak - 3565 Galloway Road - PV Systems | 5832 |  |  | Solar PV | 5832 | 0 | 0 | 0 | 0 | 0 | 0 | 0 | 0 | 0 | 0 | 0 | Nautilus Solar Energy | 1 | 2022-02-28 |  |  |  |  | TRUE
2690 | 2671 | 2893 | Prowind Renewables - West River Road |  | Prowind Renewables Inc. - 3215 West River Road - PV Systems | Prowind Renewables Inc. - 3215 West River Road - PV Systems | 6943.32 |  | A - West | Solar PV | 6943.32 | 0 | 0 | 0 | 0 | 0 | 0 | 0 | 0 | 0 | 0 | 0 | Nautilus Solar Energy | 1 | 2022-02-28 |  |  |  |  | TRUE
2691 | 2672 | 2894 | Silver Creek Solar, LLC - 2444 Chapin Road - PV Systems |  | Silver Creek Solar, LLC - 2444 Chapin Road - PV Systems | Silver Creek Solar, LLC - 2444 Chapin Road - PV Systems | 7507.08 |  | A - West | Solar PV | 7507.08 | 0 | 0 | 0 | 0 | 0 | 0 | 0 | 0 | 0 | 0 | 0 | Distributed Solar Operations, LLC | 1 | 2022-03-10 |  |  |  |  | TRUE
2692 | 2673 | 2895 | McCarthy Solar, LLC - 48-76 Round Hill Rd - PV Systems |  | McCarthy Solar, LLC - 48-76 Round Hill Rd - PV Systems | McCarthy Solar, LLC - 48-76 Round Hill Rd - PV Systems | 3001.32 |  | G - Hudson Valley | Solar PV | 3001.32 | 0 | 0 | 0 | 0 | 0 | 0 | 0 | 0 | 0 | 0 | 0 | Generate Capital, Inc. | 1 | 2022-03-14 |  |  |  |  | TRUE
2693 | 2674 | 2896 | Wheatland 2A - 9565 Union Street - PV Systems |  | Wheatland 2A - 9565 Union Street - PV Systems | Wheatland 2A - 9565 Union Street - PV Systems | 5876.875 |  | A - West | Solar PV | 5876.875 | 0 | 0 | 0 | 0 | 0 | 0 | 0 | 0 | 0 | 0 | 0 | Generate Capital, Inc. | 1 | 2022-03-14 |  |  |  |  | TRUE
2694 | 2675 | 2897 | Wheatland 2B - 9565 Union Street - PV Systems |  | Wheatland 2B - 9565 Union Street - PV Systems | Wheatland 2B - 9565 Union Street - PV Systems | 5876.875 |  | A - West | Solar PV | 5877.25 | 0 | 0 | 0 | 0 | 0 | 0 | 0 | 0 | 0 | 0 | 0 | Generate Capital, Inc. | 1 | 2022-03-14 |  |  |  |  | TRUE
2695 | 2676 | 2898 | Landau Solar - 2986-3040 Route 32 - PV Systems |  | Landau Solar - 2986-3040 Route 32 - PV Systems | Landau Solar - 2986-3040 Route 32 - PV Systems | 3019.68 |  | G - Hudson Valley | Solar PV | 3019.68 | 0 | 0 | 0 | 0 | 0 | 0 | 0 | 0 | 0 | 0 | 0 | Generate Capital, Inc. | 1 | 2022-03-14 |  |  |  |  | TRUE
2696 | 2677 | 2899 | Albany VA Medical Center: Samuel S. Stratton |  | VAMC Albany Samual S. Stratton | VAMC Albany Samual S. Stratton | 1005 |  | F - Capital | CHP | 1005 | 4166.915 | 0 | 0 | 0 | 0 | 0 | 0 | 0 | 0 | 0 | 0 | Martin Energy Group | 1 | 2022-03-10 |  |  |  |  | TRUE |  | TRUE |  | TRUE
2697 | 2678 | 2900 | Borrego Solar Systems, Inc. - 1414 Rowe Ave - PV Systems |  | Borrego Solar Systems, Inc. - 1414 Rowe Ave - PV Systems | Borrego Solar Systems, Inc. - 1414 Rowe Ave - PV Systems | 7160.4 |  | A - West | Solar PV | 7160.4 | 0 | 0 | 0 | 0 | 0 | 0 | 0 | 0 | 0 | 0 | 0 | AES Distributed Energy | 1 | 2022-03-07 |  |  |  |  | TRUE
2698 | 2679 | 2901 | Adams Renewables, LLC - 13396 NY178 - PV Systems |  | Adams Renewables, LLC - 13396 NY178 - PV Systems | Adams Renewables, LLC - 13396 NY178 - PV Systems | 4424.42 |  | E - Mohawk Valley | Solar PV | 4424.42 | 0 | 0 | 0 | 0 | 0 | 0 | 0 | 0 | 0 | 0 | 0 | Nexamp | 1 | 2022-03-17 |  |  |  |  | TRUE
2699 | 2680 | 2902 | Hubbs Road Solar, LLC - 413 Schauber Rd - PV Systems |  | Hubbs Road Solar, LLC - 413 Schauber Rd - PV Systems | Hubbs Road Solar, LLC - 413 Schauber Rd - PV Systems | 6147.64 |  | E - Mohawk Valley | Solar PV | 6147.64 | 0 | 0 | 0 | 0 | 0 | 0 | 0 | 0 | 0 | 0 | 0 | Active Solar Development LLC | 1 | 2022-02-16 |  |  |  |  | TRUE
2700 | 2681 | 2903 | Union Vale Solar, LLC |  | ELP Union Vale Solar LLC - 2006 Route 55 - PV Systems | ELP Union Vale Solar LLC - 2006 Route 55 - PV Systems | 2616.3 |  | G - Hudson Valley | Solar PV | 2616.3 | 0 | 0 | 0 | 0 | 0 | 0 | 0 | 0 | 0 | 0 | 0 | Conductive Power Operations, LLC | 1 | 2021-11-27 |  |  |  |  | TRUE
2701 | 2682 | 2904 | Glenville Landfill |  | GE Solar - 156 Barhydt Rd - PV Systems | GE Solar - 156 Barhydt Rd - PV Systems | 7564.32 |  | F - Capital | Solar PV | 7564.32 | 0 | 0 | 0 | 0 | 0 | 0 | 0 | 0 | 0 | 0 | 0 | Distributed Solar Operations, LLC | 1 | 2022-03-01 |  |  |  |  | TRUE
2702 | 2683 | 2905 | Delaware River Solar, LLC - County Route 84 |  | Delaware River Solar, LLC - County Route 84 - PV Systems | Delaware River Solar, LLC - County Route 84 - PV Systems | 6907.2 |  | C - Central | Solar PV | 6907.2 | 0 | 0 | 0 | 0 | 0 | 0 | 0 | 0 | 0 | 0 | 0 | Generate Capital, Inc. | 1 | 2021-12-23 |  |  |  |  | TRUE
2703 | 2621 | 2843 | 443 Glen Mary Drive |  | Delaware River Solar, LLC - 443 Glen Mary Dr - PV Systems | Delaware River Solar, LLC - 443 Glen Mary Dr - PV Systems | 6908.4 |  | C - Central | Solar PV | 6908.4 | 0 | 0 | 0 | 0 | 0 | 0 | 0 | 0 | 0 | 0 | 0 | Generate Capital, Inc. | 1 | 2022-01-03 |  |  |  |  | TRUE
2704 | 2684 | 2906 | Lodestar Energy - 4201 East River Rd |  | Lodestar Energy - 4201 E River Rd - PV Systems | Lodestar Energy - 4201 E River Rd - PV Systems | 3374.8 |  | E - Mohawk Valley | Solar PV | 3374.8 | 0 | 0 | 0 | 0 | 0 | 0 | 0 | 0 | 0 | 0 | 0 | Sterling Power Opportunities, LLC | 1 | 2022-02-21 |  |  |  |  | TRUE
2705 | 2685 | 2907 | Novis Renewables - 40 Spring Street |  | Novis Renewables - 40 Spring St - PV Systems | Novis Renewables - 40 Spring St - PV Systems | 7504.77 |  | C - Central | Solar PV | 7504.77 | 0 | 0 | 0 | 0 | 0 | 0 | 0 | 0 | 0 | 0 | 0 | Novis Renewables | 1 | 2022-03-15 |  |  |  |  | TRUE
2706 | 2686 | 2908 | Novis Renewables - 963 Spring Street |  | Novis Renewables LLC - 963 Spring Street Rd - PV Systems | Novis Renewables LLC - 963 Spring Street Rd - PV Systems | 7502.82 |  | C - Central | Solar PV | 7502.82 | 0 | 0 | 0 | 0 | 0 | 0 | 0 | 0 | 0 | 0 | 0 | Novis Renewables | 1 | 2022-03-15 |  |  |  |  | TRUE
2707 | 2687 | 2909 | Omni Navitas MapsESNY LLC - 129 Cream St - PV Systems |  | Omni Navitas MapsESNY LLC - 129 Cream St - PV Systems | Omni Navitas MapsESNY LLC - 129 Cream St - PV Systems | 4694.76 |  | G - Hudson Valley | Solar PV | 4694.76 | 0 | 0 | 0 | 0 | 0 | 0 | 0 | 0 | 0 | 0 | 0 | Distributed Solar Operations, LLC | 1 | 2022-03-06 |  |  |  |  | TRUE
2708 | 2688 | 2910 | Omni Navitas MapsESNY LLC - 1436 Route 9G - PV Systems |  | Omni Navitas MapsESNY LLC - 1436 Route 9G - PV Systems | Omni Navitas MapsESNY LLC - 1436 Route 9G - PV Systems | 2358.14 |  | G - Hudson Valley | Solar PV | 2358.14 | 0 | 0 | 0 | 0 | 0 | 0 | 0 | 0 | 0 | 0 | 0 | Distributed Solar Operations, LLC | 1 | 2022-03-06 |  |  |  |  | TRUE
2709 | 2689 | 2911 | Edenwald YMCA |  | Edenwald YMCA | Edenwald YMCA | 70 |  | J - New York City | CHP | 70 | 408.24 | 0 | 0 | 0 | 0 | 0 | 0 | 0 | 0 | 0 | 0 | Aegis Energy Services, Inc. | 2 | 2022-03-09 |  |  |  |  | TRUE
2710 | 2690 | 2912 | Alexandria - 201 W 72nd St. |  | Alexandria - 201 W 72nd St. | Alexandria - 201 W 72nd St. | 100 |  | J - New York City | CHP | 100 | 643.2 | 0 | 0 | 0 | 0 | 0 | 0 | 0 | 0 | 0 | 0 | Aegis Energy Services, Inc. | 1 | 2022-11-14 |  |  |  |  | TRUE
2711 | 2691 | 2913 | Home C in 11021 |  |  |  |  | Feb 17, 2021 | K - Long Island | Energy Storage |  |  | 10 | [9 empty] | Tesla Energy Operations, Inc. | 1 | [5 empty] | FALSE
2712 | 2692 | 2914 | Home D in11021 |  |  |  |  | Mar 16, 2021 | K - Long Island | Energy Storage |  |  | 10 | [9 empty] | Sunation Solar Systems | 1 | [5 empty] | FALSE
2713 | 2693 | 2915 | Home O in 11040 |  |  |  |  | Mar 25, 2021 | K - Long Island | Energy Storage | 0 | 0 | 10 | 0 | 0 | 0 | 0 | 0 | 0 | 0 | 0 | 0 | Tesla Energy Operations, Inc. | 1 | [5 empty] | FALSE
2714 | 2694 | 2916 | Home P in 11040 |  |  |  |  | Feb 10, 2021 | K - Long Island | Energy Storage |  |  | 10 | [9 empty] | Tesla Energy Operations, Inc. | 1 | [5 empty] | FALSE
2715 | 2695 | 2917 | Facility A in 11050 |  |  |  |  | Mar 1, 2021 | K - Long Island | Energy Storage |  |  | 15 | [9 empty] | Tesla Energy Operations, Inc. | 1 | [5 empty] | FALSE
2716 | 2696 | 2918 | Home D in 11507 |  |  |  |  | Mar 17, 2021 | K - Long Island | Energy Storage |  |  | 10 | [9 empty] | Sunrun | 1 | [5 empty] | FALSE
2717 | 2697 | 2919 | Home A in 11514 |  |  |  |  | Mar 16, 2021 | K - Long Island | Energy Storage |  |  | 5 | [9 empty] | Sunation Solar Systems | 1 | [5 empty] | FALSE
2718 | 2698 | 2920 | Home F in 11542 |  |  |  |  | Feb 8, 2021 | K - Long Island | Energy Storage |  |  | 5 | [9 empty] | Sunrun | 1 | [5 empty] | FALSE
2719 | 2699 | 2921 | Home G in 11542 |  |  |  |  | Mar 5, 2021 | K - Long Island | Energy Storage |  |  | 5 | [9 empty] | Sunrun | 1 | [5 empty] | FALSE
2720 | 2700 | 2922 | Home C in11550 |  |  |  |  | Feb 9, 2021 | K - Long Island | Energy Storage |  |  | 5 | [9 empty] | Sunrun | 1 | [5 empty] | FALSE
2721 | 2701 | 2923 | Home F in 11552 |  |  |  |  | Feb 10, 2021 | K - Long Island | Energy Storage |  |  | 10 | [9 empty] | Tesla Energy Operations, Inc. | 1 | [5 empty] | FALSE
2722 | 2702 | 2924 | Home E in 11553 |  |  |  |  | Mar 30, 2021 | K - Long Island | Energy Storage |  |  | 5 | [9 empty] | Sunrun | 1 | [5 empty] | FALSE
2723 | 2703 | 2925 | Home B in 11558 |  |  |  |  | Feb 24, 2021 | K - Long Island | Energy Storage |  |  | 10 | [9 empty] | Sunrun | 1 | [5 empty] | FALSE
2724 | 2704 | 2926 | Home O in 11561 |  |  |  |  | Mar 16, 2021 | K - Long Island | Energy Storage |  |  | 10 | [9 empty] | Tesla Energy Operations, Inc. | 1 | [5 empty] | FALSE
2725 | 2705 | 2927 | Facility A in 11566 |  |  |  |  | Mar 16, 2021 | K - Long Island | Energy Storage |  |  | 15 | [9 empty] | Tesla Energy Operations, Inc. | 1 | [5 empty] | FALSE
2726 | 2706 | 2928 | Home N in 11566 |  |  |  |  | Feb 3, 2021 | K - Long Island | Energy Storage |  |  | 6.7 | [9 empty] | NY State Solar | 1 | [5 empty] | FALSE
2727 | 2707 | 2929 | Home M in 11566 |  |  |  |  | Mar 30, 2021 | K - Long Island | Energy Storage |  |  | 5 | [9 empty] | Sunrun | 1 | [5 empty] | FALSE
2728 | 2708 | 2930 | Home K in 11572 |  |  |  |  | Mar 12, 2021 | K - Long Island | Energy Storage |  |  | 5 | [10 empty] | 1 | [5 empty] | FALSE
2729 | 2709 | 2931 | Home B in 11575 |  |  |  |  | Feb 18, 2021 | K - Long Island | Energy Storage |  |  | 5 | [9 empty] | Tesla Energy Operations, Inc. | 1 | [5 empty] | FALSE
2730 | 2710 | 2932 | Home C in 11575 |  |  |  |  | Mar 22, 2021 | K - Long Island | Energy Storage |  |  | 5 | [9 empty] | Sunrun | 1 | [5 empty] | FALSE
2731 | 2711 | 2933 | Home D in 11576 |  |  |  |  | Mar 23, 2021 | K - Long Island | Energy Storage |  |  | 10 | [9 empty] | Tesla Energy Operations, Inc. | 1 | [5 empty] | FALSE
2732 | 2712 | 2934 | Home E in 11576 |  |  |  |  | Feb 26, 2021 | K - Long Island | Energy Storage |  |  | 2.85 | [9 empty] | Premier Solar Solutions LLC | 1 | [5 empty] | FALSE
2733 | 2713 | 2935 | Home F in 11581 |  |  |  |  | Feb 5, 2021 | K - Long Island | Energy Storage |  |  | 5 | [9 empty] | Sunrun | 1 | [5 empty] | FALSE
2734 | 2714 | 2936 | Home M in 11590 |  |  |  |  | Mar 5, 2021 | K - Long Island | Energy Storage |  |  | 10 | [9 empty] | Tesla Energy Operations, Inc. | 1 | [5 empty] | FALSE
2735 | 2715 | 2937 | Home N in 11590 |  |  |  |  | Feb 18, 2021 | K - Long Island | Energy Storage |  |  | 10 | [9 empty] | Sunrun | 1 | [5 empty] | FALSE
2736 | 2716 | 2938 | Home E in 11703 |  |  |  |  | Mar 30, 2021 | K - Long Island | Energy Storage |  |  | 5 | [9 empty] | Sunrun | 1 | [5 empty] | FALSE
2737 | 2717 | 2939 | Home F in 11703 |  |  |  |  | Feb 4, 2021 | K - Long Island | Energy Storage |  |  | 10 | [9 empty] | Tesla Energy Operations, Inc. | 1 | [5 empty] | FALSE
2738 | 2718 | 2940 | Home I in 11710 |  |  |  |  | Mar 25, 2021 | K - Long Island | Energy Storage |  |  | 10 | [9 empty] | Tesla Energy Operations, Inc. | 1 | [5 empty] | FALSE
2739 | 2719 | 2941 | Home B in 11714 |  |  |  |  | Mar 5, 2021 | K - Long Island | Energy Storage |  |  | 5 | [9 empty] | Sunrun | 1 | [5 empty] | FALSE
2740 | 2720 | 2942 | Facility A in 11714 |  |  |  |  | Mar 1, 2021 | K - Long Island | Energy Storage |  |  | 15 | [9 empty] | Tesla Energy Operations, Inc. | 1 | [5 empty] | FALSE
2741 | 2721 | 2943 | Home E in 11720 |  |  |  |  | Feb 19, 2021 | K - Long Island | Energy Storage |  |  | 10 | [9 empty] | Tesla Energy Operations, Inc. | 1 | [5 empty] | FALSE
2742 | 2722 | 2944 | Home F in 11720 |  |  |  |  | Mar 23, 2021 | K - Long Island | Energy Storage |  |  | 10 | [9 empty] | Tesla Energy Operations, Inc. | 1 | [5 empty] | FALSE
2743 | 2723 | 2945 | Home G in 11720 |  |  |  |  | Mar 30, 2021 | K - Long Island | Energy Storage |  |  | 5 | [9 empty] | Sunrun | 1 | [5 empty] | FALSE
2744 | 2724 | 2946 | Home C in 11741 |  |  |  |  | Feb 3, 2021 | K - Long Island | Energy Storage |  |  | 10 | [9 empty] | Tesla Energy Operations, Inc. | 1 | [5 empty] | FALSE
2745 | 2725 | 2947 | Home B in 11742 |  |  |  |  | Feb 19, 2021 | K - Long Island | Energy Storage |  |  | 10 | [9 empty] | Sunrun | 1 | [5 empty] | FALSE
2746 | 2726 | 2948 | Home L in 11743 |  |  |  |  | Feb 4, 2021 | K - Long Island | Energy Storage |  |  | 10 | [9 empty] | EmPower CES | 1 | [5 empty] | FALSE
2747 | 2727 | 2949 | Home M in 11743 |  |  |  |  | Mar 17, 2021 | K - Long Island | Energy Storage |  |  | 10 | [9 empty] | Tesla Energy Operations, Inc. | 1 | [5 empty] | FALSE
2748 | 2728 | 2950 | Home P in 11746 |  |  |  |  | Feb 10, 2021 | K - Long Island | Energy Storage |  |  | 10 | [9 empty] | Tesla Energy Operations, Inc. | 1 | [5 empty] | FALSE
2749 | 2729 | 2951 | Home H in 11747 |  |  |  |  | Feb 24, 2021 | K - Long Island | Energy Storage |  |  | 10 | [9 empty] | Sunrun | 1 | [5 empty] | FALSE
2750 | 2730 | 2952 | Facility A in 11751 |  |  |  |  | Feb 9, 2021 | K - Long Island | Energy Storage |  |  | 15 | [9 empty] | Sunrun | 1 | [5 empty] | FALSE
2751 | 2731 | 2953 | Home I in 11753 |  |  |  |  | Mar 31, 2021 | K - Long Island | Energy Storage |  |  | 10 | [9 empty] | Tesla Energy Operations, Inc. | 1 | [5 empty] | FALSE
2752 | 2732 | 2954 | Facility A in 11753 |  |  |  |  | Feb 25, 2021 | K - Long Island | Energy Storage |  |  | 15 | [9 empty] | Tesla Energy Operations, Inc. | 1 | [5 empty] | FALSE
2753 | 2733 | 2955 | Home J in 11753 |  |  |  |  | Feb 11, 2021 | K - Long Island | Energy Storage |  |  | 10 | [9 empty] | Tesla Energy Operations, Inc. | 1 | [5 empty] | FALSE
2754 | 2734 | 2956 | Home F in 11754 |  |  |  |  | Mar 30, 2021 | K - Long Island | Energy Storage |  |  | 5 | [9 empty] | Sunation Solar Systems | 1 | [5 empty] | FALSE
2755 | 2735 | 2957 | Home J in 11756 |  |  |  |  | Mar 10, 2021 | K - Long Island | Energy Storage |  |  | 5 | [9 empty] | Sunrun | 1 | [5 empty] | FALSE
2756 | 2736 | 2958 | Home K in 11756 |  |  |  |  | Mar 16, 2021 | K - Long Island | Energy Storage |  |  | 10 | [9 empty] | Tesla Energy Operations, Inc. | 1 | [5 empty] | FALSE
2757 | 2737 | 2959 | Facility A in 11756 |  |  |  |  | Mar 9, 2021 | K - Long Island | Energy Storage |  |  | 15 | [9 empty] | Tesla Energy Operations, Inc. | 1 | [5 empty] | FALSE
2758 | 2738 | 2960 | Home L in 11756 |  |  |  |  | Feb 25, 2021 | K - Long Island | Energy Storage |  |  | 5 | [9 empty] | Tesla Energy Operations, Inc. | 1 | [5 empty] | FALSE
2759 | 2739 | 2961 | Home J in 11758 |  |  |  |  | Mar 10, 2021 | K - Long Island | Energy Storage |  |  | 5 | [9 empty] | Sunrun | 1 | [5 empty] | FALSE
2760 | 2740 | 2962 | Home K in 11758 |  |  |  |  | Mar 30, 2021 | K - Long Island | Energy Storage |  |  | 10 | [9 empty] | Tesla Energy Operations, Inc. | 1 | [5 empty] | FALSE
2761 | 2741 | 2963 | Home L in 11758 |  |  |  |  | Mar 30, 2021 | K - Long Island | Energy Storage |  |  | 5 | [9 empty] | Sunrun | 1 | [5 empty] | FALSE
2762 | 2742 | 2964 | Home M in 11758 |  |  |  |  | Feb 4, 2021 | K - Long Island | Energy Storage |  |  | 10 | [9 empty] | Tesla Energy Operations, Inc. | 1 | [5 empty] | FALSE
2763 | 2743 | 2965 | Home D in 11767 |  |  |  |  | Mar 17, 2021 | K - Long Island | Energy Storage |  |  | 5 | [9 empty] | Tesla Energy Operations, Inc. | 1 | [5 empty] | FALSE
2764 | 2744 | 2966 | Home J in 11768 |  |  |  |  | Mar 19, 2021 | K - Long Island | Energy Storage |  |  | 10 | [9 empty] | Tesla Energy Operations, Inc. | 1 | [5 empty] | FALSE
2765 | 2745 | 2967 | Home C in 11772 |  |  |  |  | Feb 19, 2021 | K - Long Island | Energy Storage |  |  | 1.27 | [9 empty] | Long Island Power Solutions | 1 | [5 empty] | FALSE
2766 | 2746 | 2968 | Home D in 11772 |  |  |  |  | Mar 10, 2021 | K - Long Island | Energy Storage |  |  | 10 | [9 empty] | Sunrun | 1 | [5 empty] | FALSE
2767 | 2747 | 2969 | Home E in 11772 |  |  |  |  | Feb 9, 2021 | K - Long Island | Energy Storage |  |  | 10 | [9 empty] | Tesla Energy Operations, Inc. | 1 | [5 empty] | FALSE
2768 | 2748 | 2970 | Home B in 11777 |  |  |  |  | Feb 26, 2021 | K - Long Island | Energy Storage |  |  | 10 | [9 empty] | Tesla Energy Operations, Inc. | 1 | [5 empty] | FALSE
2769 | 2749 | 2971 | Home F in 11779 |  |  |  |  | Mar 10, 2021 | K - Long Island | Energy Storage |  |  | 10 | [9 empty] | Sunrun | 1 | [5 empty] | FALSE
2770 | 2750 | 2972 | Home G in 11779 |  |  |  |  | Mar 9, 2021 | K - Long Island | Energy Storage |  |  | 6.7 | [9 empty] | Long Island Power Solutions | 1 | [5 empty] | FALSE
2771 | 2751 | 2973 | Home H in 11779 |  |  |  |  | Mar 8, 2021 | K - Long Island | Energy Storage |  |  | 10 | [9 empty] | Sunation Solar Systems | 1 | [5 empty] | FALSE
2772 | 2752 | 2974 | Home D in 11780 |  |  |  |  | Mar 8, 2021 | K - Long Island | Energy Storage |  |  | 6.7 | [9 empty] | Long Island Power Solutions | 1 | [5 empty] | FALSE
2773 | 2753 | 2975 | Facility A in 11780 |  |  |  |  | Feb 22, 2021 | K - Long Island | Energy Storage |  |  | 15 | [9 empty] | Tesla Energy Operations, Inc. | 1 | [5 empty] | FALSE
2774 | 2754 | 2976 | Facility A in 11782 |  |  |  |  | Feb 11, 2021 | K - Long Island | Energy Storage |  |  | 15 | [9 empty] | Tesla Energy Operations, Inc. | 1 | [5 empty] | FALSE
2775 | 2755 | 2977 | Home C in 11783 |  |  |  |  | Feb 19, 2021 | K - Long Island | Energy Storage |  |  | 10 | [9 empty] | Tesla Energy Operations, Inc. | 1 | [5 empty] | FALSE
2776 | 2756 | 2978 | Home D in 11783 |  |  |  |  | Feb 11, 2021 | K - Long Island | Energy Storage |  |  | 10 | [9 empty] | EmPower CES | 1 | [5 empty] | FALSE
2777 | 2757 | 2979 | Home L in 11787 |  |  |  |  | Feb 16, 2021 | K - Long Island | Energy Storage |  |  | 10 | [9 empty] | Tesla Energy Operations, Inc. | 1 | [5 empty] | FALSE
2778 | 2758 | 2980 | Home M in 11787 |  |  |  |  | Mar 12, 2021 | K - Long Island | Energy Storage |  |  | 3.84 | [9 empty] | Long Island Power Solutions | 1 | [5 empty] | FALSE
2779 | 2759 | 2981 | Home N in 11787 |  |  |  |  | Feb 24, 2021 | K - Long Island | Energy Storage |  |  | 10 | [9 empty] | Tesla Energy Operations, Inc. | 1 | [5 empty] | FALSE
2780 | 2760 | 2982 | Home V in 11791 |  |  |  |  | Feb 17, 2021 | K - Long Island | Energy Storage |  |  | 2.85 | [9 empty] | Premier Solar Solutions LLC | 1 | [5 empty] | FALSE
2781 | 2761 | 2983 | Facility A in 11791 |  |  |  |  | Mar 23, 2021 | K - Long Island | Energy Storage |  |  | 15 | [9 empty] | Tesla Energy Operations, Inc. | 1 | [5 empty] | FALSE
2782 | 2762 | 2984 | Home T in 11791 |  |  |  |  | Feb 4, 2021 | K - Long Island | Energy Storage |  |  | 10 | [9 empty] | Sunation Solar Systems | 1 | [5 empty] | FALSE
2783 | 2763 | 2985 | Home U in 11791 |  |  |  |  | Feb 11, 2021 | K - Long Island | Energy Storage |  |  | 5 | [9 empty] | Tesla Energy Operations, Inc. | 1 | [5 empty] | FALSE
2784 | 2764 | 2986 | Facility A in 11792 |  |  |  |  | Mar 30, 2021 | K - Long Island | Energy Storage |  |  | 18 | [9 empty] | Long Island Power Solutions | 1 | [5 empty] | FALSE
2785 | 2765 | 2987 | Home F in 11793 |  |  |  |  | Feb 10, 2021 | K - Long Island | Energy Storage |  |  | 10 | [9 empty] | Tesla Energy Operations, Inc. | 1 | [5 empty] | FALSE
2786 | 2766 | 2988 | Home C in 11795 |  |  |  |  | Mar 1, 2021 | K - Long Island | Energy Storage |  |  | 10 | [9 empty] | Tesla Energy Operations, Inc. | 1 | [5 empty] | FALSE
2787 | 2767 | 2989 | Home D in 11795 |  |  |  |  | Feb 25, 2021 | K - Long Island | Energy Storage |  |  | 10 | [9 empty] | Tesla Energy Operations, Inc. | 1 | [5 empty] | FALSE
2788 | 2768 | 2990 | Home F in 11797 |  |  |  |  | Mar 23, 2021 | K - Long Island | Energy Storage |  |  | 10 | [9 empty] | Tesla Energy Operations, Inc. | 1 | [5 empty] | FALSE
2789 | 2769 | 2991 | Home G in 11801 |  |  |  |  | Mar 5, 2021 | K - Long Island | Energy Storage |  |  | 5 | [9 empty] | Tesla Energy Operations, Inc. | 1 | [5 empty] | FALSE
2790 | 2770 | 2992 | Home H in 11801 |  |  |  |  | Feb 24, 2021 | K - Long Island | Energy Storage |  |  | 5 | [9 empty] | Tesla Energy Operations, Inc. | 1 | [5 empty] | FALSE
2791 | 2771 | 2993 | Home J in 11803 |  |  |  |  | Mar 19, 2021 | K - Long Island | Energy Storage |  |  | 10 | [9 empty] | Tesla Energy Operations, Inc. | 1 | [5 empty] | FALSE
2792 | 2772 | 2994 | Home K in 11803 |  |  |  |  | Mar 5, 2021 | K - Long Island | Energy Storage |  |  | 5 | [9 empty] | Tesla Energy Operations, Inc. | 1 | [5 empty] | FALSE
2793 | 2773 | 2995 | Home L in 11803 |  |  |  |  | Feb 1, 2021 | K - Long Island | Energy Storage |  |  | 10 | [9 empty] | Tesla Energy Operations, Inc. | 1 | [5 empty] | FALSE
2794 | 2774 | 2996 | Home M in 11803 |  |  |  |  | Mar 9, 2021 | K - Long Island | Energy Storage |  |  | 10 | [9 empty] | Tesla Energy Operations, Inc. | 1 | [5 empty] | FALSE
2795 | 2775 | 2997 | Facility A in 11803 |  |  |  |  | Feb 19, 2021 | K - Long Island | Energy Storage |  |  | 15 | [9 empty] | Sunrun | 1 | [5 empty] | FALSE
2796 | 2776 | 2998 | Home N in 11803 |  |  |  |  | Feb 25, 2021 | K - Long Island | Energy Storage |  |  | 10 | [9 empty] | Sunation Solar Systems | 1 | [5 empty] | FALSE
2797 | 2777 | 2999 | Home O in 11803 |  |  |  |  | Mar 22, 2021 | K - Long Island | Energy Storage |  |  | 5 | [9 empty] | Sunation Solar Systems | 1 | [5 empty] | FALSE
2798 | 2778 | 3000 | Facility B in 11803 |  |  |  |  | Mar 19, 2021 | K - Long Island | Energy Storage |  |  | 20 | [9 empty] | Tesla Energy Operations, Inc. | 1 | [5 empty] | FALSE
2799 | 2779 | 3001 | Home B in 11901 |  |  |  |  | Mar 5, 2021 | K - Long Island | Energy Storage |  |  | 5 | [9 empty] | Tesla Energy Operations, Inc. | 1 | [5 empty] | FALSE
2800 | 2780 | 3002 | Home D in 11946 |  |  |  |  | Mar 19, 2021 | K - Long Island | Energy Storage |  |  | 5 | [9 empty] | Green Logic | 1 | [5 empty] | FALSE
2801 | 2781 | 3003 | Home E in 11959 |  |  |  |  | Feb 26, 2021 | K - Long Island | Energy Storage |  |  | 9.3 | [9 empty] | Surf Clean Energy Inc. | 1 | [5 empty] | FALSE
2802 | 2782 | 3004 | Home G in 11963 |  |  |  |  | Mar 24, 2021 | K - Long Island | Energy Storage |  |  | 10 | [9 empty] | Green Logic | 1 | [5 empty] | FALSE
2803 | 2783 | 3005 | Home C in 11964 |  |  |  |  | Feb 16, 2021 | K - Long Island | Energy Storage |  |  | 10 | [9 empty] | Tesla Energy Operations, Inc. | 1 | [5 empty] | FALSE
2804 | 2784 | 3006 | Facility A in 11967 |  |  |  |  | Mar 23, 2021 | K - Long Island | Energy Storage |  |  | 15 | [9 empty] | Tesla Energy Operations, Inc. | 1 | [5 empty] | FALSE
2805 | 2785 | 3007 | Home A in 11971 |  |  |  |  | Feb 9, 2021 | K - Long Island | Energy Storage |  |  | 5 | [9 empty] | Sunation Solar Systems | 1 | [5 empty] | FALSE
2806 | 2786 | 2885 | Delaware River Solar - Telegraph Road |  | Delaware River Solar, LLC - Telegraph Road (#1) - PV Systems | Delaware River Solar, LLC - Telegraph Road (#1) - PV Systems | 4954.42 |  | B - Genessee | Solar PV | 4954.42 | 0 | 0 | 0 | 0 | 0 | 0 | 0 | 0 | 0 | 0 | 0 | Generate Capital, Inc. | 1 | 2022-02-24 |  |  |  |  | TRUE
2807 | 2682 | 2904 | Glenville Landfill |  | 2A Glenville Landfill | Glenville | 2500 |  | F - Capital | Energy Storage | 0 | 0 | 2500 | 10000 | 0 | 0 | 0 | 0 | 0 | 0 | 0 | 0 | DSD Renewables | 1 | 2021-12-10 |  |  |  |  | TRUE
2808 | 2787 | 3008 | Abundant Solar Pow - 2985 County Route 84 42.026902, 77.5 - PV Systems |  | Abundant Solar Pow - 2985 County Route 84 42.026902, 77.5 - PV Systems | Abundant Solar Pow - 2985 County Route 84 42.026902, 77.5 - PV Systems | 7038.36 |  | C - Central | Solar PV | 7038.36 | 0 | 0 | 0 | 0 | 0 | 0 | 0 | 0 | 0 | 0 | 0 | Abundant Solar Power | 1 | 2022-04-03 |  |  |  |  | TRUE
2809 | 2788 | 3009 | Borrego Solar Systems, Inc. - 241 Knapp Rd East - PV Systems |  | Borrego Solar Systems, Inc. - 241 Knapp Rd East - PV Systems | Borrego Solar Systems, Inc. - 241 Knapp Rd East - PV Systems | 6265.62 |  | A - West | Solar PV | 6265.62 | 0 | 0 | 0 | 0 | 0 | 0 | 0 | 0 | 0 | 0 | 0 | AES Distributed Energy | 1 | 2022-03-23 |  |  |  |  | TRUE
2810 | 2789 | 3010 | Novis Renewables LLC - 5785 Judd Rd |  | Novis Renewables LLC - 5785 Judd Rd - PV Systems | Novis Renewables LLC - 5785 Judd Rd - PV Systems | 7508.54 |  | E - Mohawk Valley | Solar PV | 7508.54 | 0 | 0 | 0 | 0 | 0 | 0 | 0 | 0 | 0 | 0 | 0 | Novis Renewables | 1 | 2022-03-15 |  |  |  |  | TRUE
2811 | 2790 | 3011 | OYA State Route 122 LLC - 1436 State Route 122 - PV Systems |  | OYA State Route 122 LLC - 1436 State Route 122 - PV Systems | OYA State Route 122 LLC - 1436 State Route 122 - PV Systems | 6804.91 |  | D - North | Solar PV | 6804.91 | 0 | 0 | 0 | 0 | 0 | 0 | 0 | 0 | 0 | 0 | 0 | OYA Solar NY LP | 1 | 2022-03-31 |  |  |  |  | TRUE
2812 | 2791 | 3012 | New York Department - Midstate - PV Systems |  | New York Department - Midstate - PV Systems | New York Department - Midstate - PV Systems | 4989.6 |  | E - Mohawk Valley | Solar PV | 4989.6 | 0 | 0 | 0 | 0 | 0 | 0 | 0 | 0 | 0 | 0 | 0 | Ameresco | 1 | 2022-01-27 |  |  |  |  | TRUE
2813 | 2792 | 3013 | Erin Renewables, LLC - 875 Breesport Road - PV Systems |  | Erin Renewables, LLC - 875 Breesport Road - PV Systems | Erin Renewables, LLC - 875 Breesport Road - PV Systems | 2942.94 |  | C - Central | Solar PV | 2942.94 | 0 | 0 | 0 | 0 | 0 | 0 | 0 | 0 | 0 | 0 | 0 | Nexamp | 1 | 2022-04-08 |  |  |  |  | TRUE
2814 | 2793 | 3014 | Novis Renewables LLC - 5062 N Eagle Village Rd - PV Systems |  | Novis Renewables LLC - 5062 N Eagle Village Rd - PV Systems | Novis Renewables LLC - 5062 N Eagle Village Rd - PV Systems | 7502.04 |  | E - Mohawk Valley | Solar PV | 7502.04 | 0 | 0 | 0 | 0 | 0 | 0 | 0 | 0 | 0 | 0 | 0 | Novis Renewables | 1 | 2022-04-11 |  |  |  |  | TRUE
2815 | 431 | 483 | The Eldorado |  | 300 Central Park West B | 300 Central Park West B | 75 |  | J - New York City | CHP | 75 | 523 | 0 | 0 | 0 | 0 | 0 | 0 | 0 | 0 | 0 | 0 | Aegis Energy Services, Inc. | 1 | 2022-01-06 |  |  |  |  | TRUE | TRUE
2816 | 2794 | 3015 | Morristown Solar II, LLC - 245127 |  | Morristown Solar II, LLC - 34 County Road 2 - PV Systems | Morristown Solar II, LLC - 34 County Road 2 - PV Systems | 6951.42 |  | E - Mohawk Valley | Solar PV | 6951.42 | 0 | 0 | 0 | 0 | 0 | 0 | 0 | 0 | 0 | 0 | 0 | Distributed Solar Operations, LLC | 1 | 2022-04-03 |  |  |  |  | TRUE
2817 | 2795 | 3016 | SolarCity Corporat - 1994 East River Rd |  | SolarCity Corporat - 1994 E River Rd - PV Systems | SolarCity Corporat - 1994 E River Rd - PV Systems | 2661.12 |  | C - Central | Solar PV | 2661.12 | 0 | 0 | 0 | 0 | 0 | 0 | 0 | 0 | 0 | 0 | 0 | C2 Omega LLC | 1 | 2022-04-11 |  |  |  |  | TRUE
2819 | 2796 | 3017 | DG New York CS, LLC - Brothertown Rd |  | DG New York CS, LLC - Brothertown Road 391.000139.3 - PV Systems | DG New York CS, LLC - Brothertown Road 391.000139.3 - PV Systems | 6544.46 |  | E - Mohawk Valley | Solar PV | 6544.46 | 0 | 0 | 0 | 0 | 0 | 0 | 0 | 0 | 0 | 0 | 0 | DG New York CS | 1 | 2022-03-13 |  |  |  |  | TRUE
2820 | 2797 | 3018 | Delaware River Solar, LLC - State Route 14A |  | Delaware River Solar, LLC - State Route 14A - PV Systems | Delaware River Solar, LLC - State Route 14A - PV Systems | 6899.85 |  | C - Central | Solar PV | 6899.85 | 0 | 0 | 0 | 0 | 0 | 0 | 0 | 0 | 0 | 0 | 0 | Generate Capital, Inc. | 1 | 2022-05-27 |  |  |  |  | TRUE
2821 | 2798 | 3019 | Lapeer Cortland Solar, LLC - 2160 Harvey Hill |  | LapeerCortland Solar, LLC - 2160 Harvey Hill Road - PV Systems | LapeerCortland Solar, LLC - 2160 Harvey Hill Road - PV Systems | 7500 |  | C - Central | Solar PV | 7500 | 0 | 0 | 0 | 0 | 0 | 0 | 0 | 0 | 0 | 0 | 0 | DG New York CS | 1 | 2022-03-26 |  |  |  |  | TRUE
2822 | 2799 | 3020 | Lapeer Cortland Solar, LLC - 2162 Harvey Hill |  | LapeerCortland Solar, LLC - 2162 Harvey Hill Road - PV Systems | LapeerCortland Solar, LLC - 2162 Harvey Hill Road - PV Systems | 7498.92 |  | C - Central | Solar PV | 7498.92 | 0 | 0 | 0 | 0 | 0 | 0 | 0 | 0 | 0 | 0 | 0 | DG New York CS | 1 | 2022-03-26 |  |  |  |  | TRUE
2823 | 2800 | 3021 | Lapeer Cortland Solar, LLC - 2223 Clarks Corners |  | LapeerCortland Solar, LLC - 2223 Clarks Corners Road - PV Systems | LapeerCortland Solar, LLC - 2223 Clarks Corners Road - PV Systems | 7497.49 |  | C - Central | Solar PV | 7497.49 | 0 | 0 | 0 | 0 | 0 | 0 | 0 | 0 | 0 | 0 | 0 | DG New York CS | 1 | 2022-03-26 |  |  |  |  | TRUE
2824 | 2801 | 3022 | Novis Renewables - 8574 Green Lakes Rd |  | Novis Renewables LLC - 8574 Green Lakes Rd - PV Systems | Novis Renewables LLC - 8574 Green Lakes Rd - PV Systems | 7421.96 |  | C - Central | Solar PV | 7421.96 | 0 | 0 | 0 | 0 | 0 | 0 | 0 | 0 | 0 | 0 | 0 | Novis Renewables | 1 | 2022-04-10 |  |  |  |  | TRUE
2825 | 2802 | 3023 | Borrego Solar Systems - 5230 Town Line Road |  | Borrego Solar Systems, Inc. - 5230 BataviaStafford Townline Rd - PV Systems | Borrego Solar Systems, Inc. - 5230 BataviaStafford Townline Rd - PV Systems | 6453.81 |  | B - Genessee | Solar PV | 6453.81 | 0 | 0 | 0 | 0 | 0 | 0 | 0 | 0 | 0 | 0 | 0 | AES Distributed Energy | 1 | 2022-04-11 |  |  |  |  | TRUE
2826 | 2803 | 3024 | Lodestar Energy - County Road 16 |  | Lodestar Energy - County Rd 16 - PV Systems | Lodestar Energy - County Rd 16 - PV Systems | 7493.2 |  | C - Central | Solar PV | 7493.2 | 0 | 0 | 0 | 0 | 0 | 0 | 0 | 0 | 0 | 0 | 0 | Sterling Power Opportunities, LLC | 1 | 2022-04-23 |  |  |  |  | TRUE
2827 | 2804 | 3025 | ABA Clean Energy, LLC 55 Lehigh Road, Richland |  | ABA Clean Energy, LLC 55 Lehigh Road, Richland | ABA Clean Energy, LLC 55 Lehigh Road, Richland | 2000 |  | C - Central | Energy Storage | 0 | 0 | 2000 | 7698 | 0 | 0 | 0 | 0 | 0 | 0 | 0 | 0 | Source Renewables | 1 | [5 empty] | TRUE
2828 | 2804 | 3025 | ABA Clean Energy, LLC 55 Lehigh Road, Richland |  | ABA Clean Energy, LLC - 55 Lehigh Road - PV Systems | ABA Clean Energy, LLC - 55 Lehigh Road - PV Systems | 2630.88 |  | C - Central | Solar PV | 2630.88 | 0 | 0 | 0 | 0 | 0 | 0 | 0 | 0 | 0 | 0 | 0 | Distributed Solar Operations, LLC | 1 | 2022-03-13 |  |  |  |  | TRUE
2829 | 2805 | 3026 | St. Mary’s Hospital for Children |  | St. Mary’s Hospital for Children | St. Mary’s Hospital for Children | 265 |  | J - New York City | CHP | 265 | 1265.5 | 0 | 0 | 0 | 0 | 0 | 0 | 0 | 0 | 0 | 0 | Centrica | 1 | 2021-12-21 |  |  |  |  | TRUE | TRUE | TRUE
2830 | 2806 | 3027 | Calvary Hospital |  | Calvary Hospital | Calvary Hospital | 530 |  | J - New York City | CHP | 530 | 2531 | 0 | 0 | 0 | 0 | 0 | 0 | 0 | 0 | 0 | 0 | ENER-G Rudox | 2 | 2022-01-01 |  |  |  |  | TRUE
2831 | 2807 | 3028 | New York University 370 Jay Street |  | New York University 370 Jay Street | New York University 370 Jay Street | 1000 |  | J - New York City | CHP | 1000 | 4410 | 0 | 0 | 0 | 0 | 0 | 0 | 0 | 0 | 0 | 0 | RSP Systems | 1 | 2021-11-29 |  |  |  |  | TRUE | TRUE
2833 | 2808 | 3029 | 20 Jones Street |  | 20 Jones Street | 20 Jones Street | 565 |  | I - Dunwoodie | Energy Storage | 0 | 0 | 565 | 2260 | 0 | 0 | 0 | 0 | 0 | 0 | 0 | 0 | Sunrise Solar Solutions, LLC | 1 | 2022-04-14 |  |  |  |  | TRUE
2835 | 2809 | 3030 | Glenmere |  | Glenmere | Glenmere | 2475 |  | G - Hudson Valley | Energy Storage | 0 | 0 | 2475 | 8000 | 0 | 0 | 0 | 0 | 0 | 0 | 0 | 0 | Clarkson Solar LLC (Community Energy Solar) | 1 |  |  | Glenmere Lake Solar |  |  | TRUE
2836 | 2810 | 3031 | NY Afton I, LLC - 271 County Road 17 |  | NY Afton I, LLC - 271 County Road 17 - PV Systems | NY Afton I, LLC - 271 County Road 17 - PV Systems | 4482.12 |  | E - Mohawk Valley | Solar PV | 4482.12 | 0 | 0 | 0 | 0 | 0 | 0 | 0 | 0 | 0 | 0 | 0 | KSI II Consolidated, LLC | 1 | 2022-05-21 |  |  |  |  | TRUE
2837 | 2811 | 3032 | TJANYPaul Rd Castelton |  | TJANYPaul Rd Castleton, LLC - 13 Paul Road - PV Systems | TJANYPaul Rd Castleton, LLC - 13 Paul Road - PV Systems | 7207.2 |  | F - Capital | Solar PV | 7207.2 | 0 | 0 | 0 | 0 | 0 | 0 | 0 | 0 | 0 | 0 | 0 | Conductive Power Operations, LLC | 1 | 2022-05-24 |  |  |  |  | TRUE
2838 | 2809 | 3030 | Glenmere |  | Glenmere Lake Solar LLC - 11991249 Pulaski Hwy - PV Systems | Glenmere Lake Solar LLC - 11991249 Pulaski Hwy - PV Systems | 3769.74 |  | G - Hudson Valley | Solar PV | 3769.74 | 0 | 0 | 0 | 0 | 0 | 0 | 0 | 0 | 0 | 0 | 0 | AES Distributed Energy | 1 | 2022-06-01 |  |  |  |  | TRUE
2839 | 2812 | 3033 | South Goshen |  | South Goshen | S Goshen | 5000 |  | G - Hudson Valley | Energy Storage | 0 | 0 | 5000 | 15229 | 0 | 0 | 0 | 0 | 0 | 0 | 0 | 0 | Clarkson Solar LLC (Community Energy Solar) | 1 | [5 empty] | TRUE
2840 | 2812 | 3033 | South Goshen |  | South Goshen Solar LLC - 2461 NY 17A - PV Systems | South Goshen Solar LLC - 2461 NY 17A - PV Systems | 6928.74 |  | G - Hudson Valley | Solar PV | 6928.74 | 0 | 0 | 0 | 0 | 0 | 0 | 0 | 0 | 0 | 0 | 0 | AES Distributed Energy | 1 | 2022-06-01 |  |  |  |  | TRUE
2841 | 2813 | 3034 | Solitude Solar - 6468 Glendale Rd |  | Solitude Solar, LLC d/b/a US Light Energy - 6468 Glendale Rd - PV Systems | Solitude Solar, LLC d/b/a US Light Energy - 6468 Glendale Rd - PV Systems | 2838.24 |  | E - Mohawk Valley | Solar PV | 2838.24 | 0 | 0 | 0 | 0 | 0 | 0 | 0 | 0 | 0 | 0 | 0 | Standard Solar | 1 | 2022-06-10 |  |  |  |  | TRUE
2842 | 2814 | 3035 | Cypress Creek Renewables 590 County Road 108 |  | Cypress Creek Renewables - 590 County Road 108 - PV Systems | Cypress Creek Renewables - 590 County Road 108 - PV Systems | 6517.8 |  | F - Capital | Solar PV | 6517.8 | 0 | 0 | 0 | 0 | 0 | 0 | 0 | 0 | 0 | 0 | 0 | Generate Capital, Inc. | 1 | 2022-05-17 |  |  |  |  | TRUE
2843 | 2815 | 3036 | Drinkwater Solar - 512 Crum Creek Rd |  | Drinkwater Solar, LLC - 512 Crum Creek Road - PV Systems | Drinkwater Solar, LLC - 512 Crum Creek Road - PV Systems | 3002.67 |  | F - Capital | Solar PV | 3002.67 | 0 | 0 | 0 | 0 | 0 | 0 | 0 | 0 | 0 | 0 | 0 | Generate Capital, Inc. | 1 | 2022-04-27 |  |  |  |  | TRUE
2844 | 2816 | 3037 | 1540 Broadway |  | 1540 Broadway | 1540 Broadway | 1570 |  | J - New York City | CHP | 1429 | 5454 | 0 | 0 | 0 | 0 | 0 | 0 | 0 | 0 | 0 | 0 | Mechanical Energy Solutions | 1 | 2022-06-15 |  |  |  |  | TRUE | TRUE | FALSE |  | TRUE
2845 | 2817 | 3038 | Industrial Loop |  | Industrial Loop | Industrial Loop | 5000 |  | J - New York City | Fuel Cell | 5000 | 0 | 0 | 0 | 0 | 0 | 0 | 0 | 0 | 0 | 0 | 0 | Daroga Power | 1 | 2022-06-26 |  |  |  |  | TRUE
2846 | 2818 | 3039 | Shawangunk Community Solar Farm |  | Solar Farms New York - Shawangunk Community Solar Farm | Solar Farms New York - Shawangunk Community Solar Farm | 2545.24 |  | G - Hudson Valley | Solar PV | 2545.24 | 0 | 0 | 0 | 0 | 0 | 0 | 0 | 0 | 0 | 0 | 0 | Distributed Asset Solutions LLC | 1 | 2022-06-21 |  |  |  |  | TRUE
2847 | 2819 | 3040 | Finney Solar - State Route 67 |  | Finney Solar, LLC - 3047 State Route 67 - PV Systems | Finney Solar, LLC - 3047 State Route 67 - PV Systems | 6503.355 |  | F - Capital | Solar PV | 6503.355 | 0 | 0 | 0 | 0 | 0 | 0 | 0 | 0 | 0 | 0 | 0 | Generate Capital, Inc. | 1 | 2022-04-27 |  |  |  |  | TRUE
2848 | 2820 | 3041 | Hume - Wiscoy Solar I, LLC |  | Hume - Wiscoy Solar I, LLC | Hume - Wiscoy Solar I, LLC | 6189.48 |  | B - Genessee | Solar PV | 6189.48 | 0 | 0 | 0 | 0 | 0 | 0 | 0 | 0 | 0 | 0 | 0 | ASA Holdings NY I LLC | 1 | 2022-06-09 |  |  |  |  | TRUE
2849 | 2821 | 3042 | Hume - Wiscoy Solar II, LLC |  | Hume - Wiscoy Solar II, LLC | Hume - Wiscoy Solar II, LLC | 6765.12 |  | B - Genessee | Solar PV | 6765.12 | 0 | 0 | 0 | 0 | 0 | 0 | 0 | 0 | 0 | 0 | 0 | ASA Holdings NY I LLC | 1 | 2022-06-09 |  |  |  |  | TRUE
2850 | 2822 | 3043 | Mt. Morris - Creek & Hendershot Solar I, LLC |  | Mt. Morris - Creek & Hendershot Solar I, LLC | Mt. Morris - Creek & Hendershot Solar I, LLC | 6569.64 |  | B - Genessee | Solar PV | 6569.64 | 0 | 0 | 0 | 0 | 0 | 0 | 0 | 0 | 0 | 0 | 0 | ASA Holdings NY I LLC | 1 | 2022-06-08 |  |  |  |  | TRUE
2851 | 2823 | 3044 | Mt. Morris - Creek & Hendershot Solar II, LLC |  | Mt. Morris - Creek & Hendershot Solar II, LLC | Mt. Morris - Creek & Hendershot Solar II, LLC | 1829.52 |  | B - Genessee | Solar PV | 1829.52 | 0 | 0 | 0 | 0 | 0 | 0 | 0 | 0 | 0 | 0 | 0 | ASA Holdings NY I LLC | 1 | 2022-06-09 |  |  |  |  | TRUE
2852 | 2824 | 3045 | Mt. Morris - Creek Solar, LLC |  | Mt. Morris - Creek Solar, LLC | Mt. Morris - Creek Solar, LLC | 6469.335 |  | B - Genessee | Solar PV | 6469.335 | 0 | 0 | 0 | 0 | 0 | 0 | 0 | 0 | 0 | 0 | 0 | ASA Holdings NY I LLC | 1 | 2022-06-09 |  |  |  |  | TRUE
2853 | 2825 | 3046 | Major R. Owens Health & Wellness Community Center |  | Bedford Union Armory | Bedford Union Armory | 625 |  | J - New York City | CHP | 625 | 3900 | 0 | 0 | 0 | 0 | 0 | 0 | 0 | 0 | 0 | 0 | Tecogen, Inc. | 5 | 2022-07-20 |  |  |  |  | TRUE | TRUE | TRUE | TRUE
2854 | 2826 | 3047 | Cicero Energy Storage 1 - 7790 Northern Blvd |  | Cicero Energy Storage 1 - 7790 Northern Blvd - 234515 | Cicero Energy Storage 1, LLC - 7790 Northern Boulevard - PV Systems | 7749 |  | C - Central | Solar PV | 7749 | 0 | 0 | 0 | 0 | 0 | 0 | 0 | 0 | 0 | 0 | 0 | Convergent Energy & Power | 1 | 2022-06-25 |  |  |  |  | TRUE
2855 | 2827 | 3048 | Cicero Energy Storage 2 - 6262 Island Rd |  | Cicero Energy Storage 2 - 6262 Island Rd - 234528 | Cicero Energy Storage 2, LLC - 6262 Island Rd - PV Systems | 7560.81 |  | C - Central | Solar PV | 7560.81 | 0 | 0 | 0 | 0 | 0 | 0 | 0 | 0 | 0 | 0 | 0 | Convergent Energy & Power | 1 | 2022-06-28 |  |  |  |  | TRUE
2856 | 2828 | 3049 | Mt. Morris - Nunda Solar, LLC |  | Mt. Morris - Nunda Solar, LLC | Mt. Morris - Nunda Solar, LLC | 6506.73 |  | B - Genessee | Solar PV | 6506.73 | 0 | 0 | 0 | 0 | 0 | 0 | 0 | 0 | 0 | 0 | 0 | ASA Holdings NY I LLC | 1 | 2022-06-08 |  |  |  |  | TRUE
2857 | 2829 | 3050 | Wildcat Renewables, LLC - 587 County Route 11 |  | Wildcat Renewables, LLC - 587 County Route 11 - PV Systems | Wildcat Renewables, LLC - 587 County Route 11 - PV Systems | 4928.26 |  | E - Mohawk Valley | Solar PV | 4928.26 | 0 | 0 | 0 | 0 | 0 | 0 | 0 | 0 | 0 | 0 | 0 | Wildcat Renewables, LLC | 1 | 2022-07-19 |  |  |  |  | TRUE
2858 | 2830 | 3051 | 103 Sparling Road, LLC |  | 103 Sparling Road, LLC - 103 Sparling Rd - PV Systems | 103 Sparling Road, LLC - 103 Sparling Rd - PV Systems | 4170.24 |  | G - Hudson Valley | Solar PV | 4170.24 | 0 | 0 | 0 | 0 | 0 | 0 | 0 | 0 | 0 | 0 | 0 | Distributed Solar Operations, LLC | 1 | 2022-06-29 |  |  |  |  | TRUE
2859 | 2831 | 3052 | Valley View Center |  | Valley View Center for Nursing Care and Rehabilitation | Valley View Center for Nursing Care and Rehabilitation | 225 |  | G - Hudson Valley | CHP | 225 | 1569 | 0 | 0 | 0 | 0 | 0 | 0 | 0 | 0 | 0 | 0 | Aegis Energy Services, Inc. | 3 | 2021-01-29 |  |  |  | FALSE | TRUE | TRUE | TRUE
2860 | 2832 | 3053 | GSPP Baxter 2, LLC - 473 Jackson Ave |  | GSPP Baxter 2, LLC - 473 Jackson Ave - PV Systems | GSPP Baxter 2, LLC - 473 Jackson Ave - PV Systems | 4124.12 |  | G - Hudson Valley | Solar PV | 4124.12 | 0 | 0 | 0 | 0 | 0 | 0 | 0 | 0 | 0 | 0 | 0 | Green Street Power Partners, LLC | 1 | 2022-08-02 |  |  |  |  | TRUE
2861 | 2833 | 3054 | Omni Navitas Holdings LLC - 1616 County Route 12 |  | Omni Navitas Holdings LLC - 1616 County Route 12 - PV Systems | Omni Navitas Holdings LLC - 1616 County Route 12 - PV Systems | 4182.23 |  | C - Central | Solar PV | 4182.23 | 0 | 0 | 0 | 0 | 0 | 0 | 0 | 0 | 0 | 0 | 0 | Green Street Power Partners, LLC | 1 | 2022-08-02 |  |  |  |  | TRUE
2862 | 2834 | 3055 | U.S. Light Energy - 35890 SR26 Units A & B |  | U.S. Light Energy - 35890 State Route 26 Unit A - PV Systems | U.S. Light Energy - 35890 State Route 26 Unit A - PV Systems | 7499.94 |  | E - Mohawk Valley | Solar PV | 7499.94 | 0 | 0 | 0 | 0 | 0 | 0 | 0 | 0 | 0 | 0 | 0 | U.S. Light Energy | 1 | 2022-08-01 |  |  |  |  | TRUE
2863 | 2835 | 3055 | U.S. Light Energy - 35890 SR26 Units A & B |  | U.S. Light Energy - 35890 State Route 26 Unit B - PV Systems | U.S. Light Energy - 35890 State Route 26 Unit B - PV Systems | 4949.84 |  | E - Mohawk Valley | Solar PV | 4949.84 | 0 | 0 | 0 | 0 | 0 | 0 | 0 | 0 | 0 | 0 | 0 | U.S. Light Energy | 1 | 2022-08-01 |  |  |  |  | TRUE
2864 | 2836 | 3056 | Penn Yan Solar I LLC - 511 Hansen Point Rd |  | Penn Yan Solar I LLC - 511 Hansen Point Rd - PV Systems | Penn Yan Solar I LLC - 511 Hansen Point Rd - PV Systems | 7215.43 |  | C - Central | Solar PV | 7215.43 | 0 | 0 | 0 | 0 | 0 | 0 | 0 | 0 | 0 | 0 | 0 | EDP NA Distributed Generation LLC | 1 | 2022-07-07 |  |  |  |  | TRUE
2865 | 2837 | 3057 | Winant FC |  | Winant FC | Winant FC | 5000 |  | J - New York City | Fuel Cell | 5000 | 0 | 0 | 0 | 0 | 0 | 0 | 0 | 0 | 0 | 0 | 0 | Daroga Power | 1 | 2022-08-18 |  |  |  |  | TRUE
2866 | 2838 | 3058 | Ameresco, Inc. - 1196 NY Route 82 |  | Ameresco, Inc. - 1196 NY Route 82 - PV Systems | Ameresco, Inc. - 1196 NY Route 82 - PV Systems | 6868.8 |  | G - Hudson Valley | Solar PV | 6868.8 | 0 | 0 | 0 | 0 | 0 | 0 | 0 | 0 | 0 | 0 | 0 | Ameresco | 1 | 2022-07-07 |  |  |  |  | TRUE
2867 | 2839 | 3059 | Clarkson Renewables, LLC - Lake Road |  | Clarkson Renewables, LLC - Lake Road - PV Systems | Clarkson Renewables, LLC - Lake Road - PV Systems | 7127.12 |  | B - Genessee | Solar PV | 7127.12 | 0 | 0 | 0 | 0 | 0 | 0 | 0 | 0 | 0 | 0 | 0 | Nexamp | 1 | 2022-08-17 |  |  |  |  | TRUE
2868 | 2840 | 3060 | Borrego Solar Systems - 2668 Redman Road |  | Borrego Solar Systems, Inc. - 2668 Redman Rd North - PV Systems | Borrego Solar Systems, Inc. - 2668 Redman Rd North - PV Systems | 1948.32 |  | B - Genessee | Solar PV | 1948.32 | 0 | 0 | 0 | 0 | 0 | 0 | 0 | 0 | 0 | 0 | 0 | AES Distributed Energy | 1 | 2022-08-26 |  |  |  |  | TRUE
2869 | 2841 | 3060 | Borrego Solar Systems - 2668 Redman Road |  | Borrego Solar Systems, Inc. - 2668 Redman Rd South - PV Systems | Borrego Solar Systems, Inc. - 2668 Redman Rd South - PV Systems | 6642 |  | B - Genessee | Solar PV | 6642 | 0 | 0 | 0 | 0 | 0 | 0 | 0 | 0 | 0 | 0 | 0 | AES Distributed Energy | 1 | 2022-08-26 |  |  |  |  | TRUE
2870 | 2842 | 3061 | Wawayanda 2 |  | Wawayanda Solar 2, LLC - 200 Ridgebury Road - PV Systems | Wawayanda Solar 2, LLC - 200 Ridgebury Road - PV Systems | 2522.52 |  | G - Hudson Valley | Solar PV | 2522.52 | 0 | 0 | 0 | 0 | 0 | 0 | 0 | 0 | 0 | 0 | 0 | Nexamp | 1 | 2022-08-30 |  |  |  |  | TRUE
2871 | 2843 | 3062 | Delaware River Solar - Cafferty Hill |  | Delaware River Solar, LLC - 267 Cafferty Hill Rd - PV Systems | Delaware River Solar, LLC - 267 Cafferty Hill Rd - PV Systems | 6913 |  | C - Central | Solar PV | 6913 | 0 | 0 | 0 | 0 | 0 | 0 | 0 | 0 | 0 | 0 | 0 | Generate Capital, Inc. | 1 | 2022-04-28 |  |  |  |  | TRUE
2872 | 2844 | 3063 | Delaware River Solar - Route 19, Pike |  | Delaware River Solar, LLC - Route 19 (#1) - PV Systems | Delaware River Solar, LLC - Route 19 (#1) - PV Systems | 2872.8 |  | B - Genessee | Solar PV | 2872.8 | 0 | 0 | 0 | 0 | 0 | 0 | 0 | 0 | 0 | 0 | 0 | Generate Capital, Inc. | 1 | 2022-04-29 |  |  |  |  | TRUE
2873 | 2845 | 3063 | Delaware River Solar - Route 19, Pike |  | Delaware River Solar, LLC - Route 19 (#2) - PV Systems | Delaware River Solar, LLC - Route 19 (#2) - PV Systems | 7058.88 |  | B - Genessee | Solar PV | 7058.88 | 0 | 0 | 0 | 0 | 0 | 0 | 0 | 0 | 0 | 0 | 0 | Generate Capital, Inc. | 1 | 2022-06-29 |  |  |  |  | TRUE
2874 | 2846 | 3064 | GSPP Baxter 1 - 511 Jackson Ave. |  | GSPP Baxter 1, LLC - 511 Jackson Ave - PV Systems | GSPP Baxter 1, LLC - 511 Jackson Ave - PV Systems | 5611.84 |  | G - Hudson Valley | Solar PV | 5611.84 | 0 | 0 | 0 | 0 | 0 | 0 | 0 | 0 | 0 | 0 | 0 | Green Street Power Partners, LLC | 1 | 2022-09-06 |  |  |  |  | TRUE
2875 | 2847 | 3065 | Monroe County Water Authority - 2842 Penfield Rd |  | Monroe County Water Authority - 2842 Penfield Rd - PV Systems | Monroe County Water Authority - 2842 Penfield Rd - PV Systems | 6144.39 |  | B - Genessee | Solar PV | 6144.39 | 0 | 0 | 0 | 0 | 0 | 0 | 0 | 0 | 0 | 0 | 0 | Sol Customer Solutions, LLC | 1 | 2022-11-10 |  |  |  |  | TRUE
2876 | 2848 | 3066 | Solitude Solar - 5200 Flat Rock Road |  | Solitude Solar, LLC d/b/a US Light Energy - 5194 Flat Rock Rd - PV Systems | Solitude Solar, LLC d/b/a US Light Energy - 5194 Flat Rock Rd - PV Systems | 7186.14 |  | E - Mohawk Valley | Solar PV | 7186.14 | 0 | 0 | 0 | 0 | 0 | 0 | 0 | 0 | 0 | 0 | 0 | Standard Solar | 1 | 2022-08-22 |  |  |  |  | TRUE
2877 | 2849 | 3067 | Solitude Solar - 5785 Waters Road |  | Solitude Solar, LLC d/b/a US Light Energy - 5785 Waters Rd Unit A - PV Systems | Solitude Solar, LLC d/b/a US Light Energy - 5785 Waters Rd Unit A - PV Systems | 7488 |  | E - Mohawk Valley | Solar PV | 7488 | 0 | 0 | 0 | 0 | 0 | 0 | 0 | 0 | 0 | 0 | 0 | Standard Solar | 1 | 2022-08-25 |  |  |  |  | TRUE
2878 | 2850 | 3067 | Solitude Solar - 5785 Waters Road |  | Solitude Solar, LLC d/b/a US Light Energy - 5785 Waters Rd Unit B - PV Systems | Solitude Solar, LLC d/b/a US Light Energy - 5785 Waters Rd Unit B - PV Systems | 2884.96 |  | E - Mohawk Valley | Solar PV | 2884.96 | 0 | 0 | 0 | 0 | 0 | 0 | 0 | 0 | 0 | 0 | 0 | Standard Solar | 1 | 2022-08-25 |  |  |  |  | TRUE
2879 | 2851 | 3068 | NSF Chaumont Site 3, LLC - 28050 County Route 179 PV Systems |  | NSF Chaumont Site 3, LLC - 28050 County Route 179 PV Systems | NSF Chaumont Site 3, LLC - 28050 County Route 179 PV Systems | 7747.22 |  | E - Mohawk Valley | Solar PV | 7747.22 | 0 | 0 | 0 | 0 | 0 | 0 | 0 | 0 | 0 | 0 | 0 | Convergent Energy & Power | 1 | 2022-06-20 |  |  |  |  | TRUE
2880 | 2852 | 3069 | NSF Chaumont Site 5, LLC - 27940 County Route 179- PV Systems |  | NSF Chaumont Site 5, LLC - 27940 County Route 179- PV Systems | NSF Chaumont Site 5, LLC - 27940 County Route 179- PV Systems | 4650.49 |  | E - Mohawk Valley | Solar PV | 4650.49 | 0 | 0 | 0 | 0 | 0 | 0 | 0 | 0 | 0 | 0 | 0 | Convergent Energy & Power | 1 | 2022-06-20 |  |  |  |  | TRUE
2881 | 2853 | 3070 | NSF Chaumont Site 4, LLC - 27944 County Route 179- PV Systems |  | NSF Chaumont Site 4, LLC - 27944 County Route 179- PV Systems | NSF Chaumont Site 4, LLC - 27944 County Route 179- PV Systems | 7132.19 |  | E - Mohawk Valley | Solar PV | 7132.19 | 0 | 0 | 0 | 0 | 0 | 0 | 0 | 0 | 0 | 0 | 0 | Convergent Energy & Power | 1 | 2022-06-22 |  |  |  |  | TRUE
2882 | 2854 | 3071 | NSF Parma Site 2, LLC - 1682 Hilton Parma Corners Rd - PV Systems |  | NSF Parma Site 2, LLC - 1682 Hilton Parma Corners Rd - PV Systems | NSF Parma Site 2, LLC - 1682 Hilton Parma Corners Rd - PV Systems | 6199.2 |  | B - Genessee | Solar PV | 6199.2 | 0 | 0 | 0 | 0 | 0 | 0 | 0 | 0 | 0 | 0 | 0 | Convergent Energy & Power | 1 | 2022-06-23 |  |  |  |  | TRUE
2883 | 2855 | 3072 | NSF Chaumont Site 1, LLC - 28160 County Route 179 - PV Systems |  | NSF Chaumont Site 1, LLC - 28160 County Route 179 - PV Systems | NSF Chaumont Site 1, LLC - 28160 County Route 179 - PV Systems | 7747.22 |  | E - Mohawk Valley | Solar PV | 7747.22 | 0 | 0 | 0 | 0 | 0 | 0 | 0 | 0 | 0 | 0 | 0 | Convergent Energy & Power | 1 | 2022-06-27 |  |  |  |  | TRUE
2884 | 2856 | 3073 | NSF Chaumont Site 2, LLC - 28156 County Route 179 - PV System |  | NSF Chaumont Site 2, LLC - 28156 County Route 179 - PV System | NSF Chaumont Site 2, LLC - 28156 County Route 179 - PV System | 7747.22 |  | E - Mohawk Valley | Solar PV | 7747.22 | 0 | 0 | 0 | 0 | 0 | 0 | 0 | 0 | 0 | 0 | 0 | Convergent Energy & Power | 1 | 2022-06-27 |  |  |  |  | TRUE
2885 | 2857 | 3074 | London Terrace |  | London Terrace | London Terrace |  |  | J - New York City | CHP | 530 | 2838 | 0 | 0 | 0 | 0 | 0 | 0 | 0 | 0 | 0 | 0 | IntelliGen Power Systems | 2 | 2020-06-15 | 2023-12-31 |  |  | TRUE | TRUE | TRUE | TRUE
2886 | 54 | 39 | Sunnyside Farms |  | Sunnyside Farms New |  |  |  | C - Central | ADG | 630 | 0 | 0 | 0 | 0 | 0 | 0 | 0 | 0 | 0 | 0 | 0 | DVO Anaerobic Digesters (Formerly GHD) | 1 | 2022-05-10 | 2023-10-19 |  |  |  | FALSE | [6 empty] | TRUE
2887 | 2858 | 3075 | Hotel Edison |  | Hotel Edison | Hotel Edison | 200 |  | J - New York City | CHP | 200 | 1226 | 0 | 0 | 0 | 0 | 0 | 0 | 0 | 0 | 0 | 0 | Tecogen, Inc. | 2 | 2020-05-01 |  |  |  |  | TRUE | TRUE
2888 | 2859 | 3076 | Ardsley Middle School |  | Ardsley Middle School | Ardsley MS | 698 |  | I - Dunwoodie | Energy Storage | 0 | 0 | 698 | 2616 | 0 | 0 | 0 | 0 | 0 | 0 | 0 | 0 | ConEdison Solutions | 1 | 2022-07-15 |  |  |  |  | TRUE
2889 | 2860 | 3077 | Archer Green |  | Archer Green | Archer Green | 250 |  | J - New York City | Energy Storage | 0 | 0 | 250 | 570 | 0 | 0 | 0 | 0 | 0 | 0 | 0 | 0 | Bright Power | 1 | [5 empty] | TRUE
2894 | 2865 | 3082 | Solitude Solar US Route 11 Units A-D |  | Solitude Solar, LL - 31585 US Route 11 Unit A - PV Systems | Solitude Solar, LL - 31585 US Route 11 Unit A - PV Systems | 2881.305 |  | E - Mohawk Valley | Solar PV | 2881.305 | 0 | 0 | 0 | 0 | 0 | 0 | 0 | 0 | 0 | 0 | 0 | Standard Solar | 1 | 2022-09-21 |  |  |  |  | TRUE
2895 | 2866 | 3082 | Solitude Solar US Route 11 Units A-D |  | Solitude Solar, LL - 31585 US Route 11 Unit B - PV Systems | Solitude Solar, LL - 31585 US Route 11 Unit B - PV Systems | 2882.88 |  | E - Mohawk Valley | Solar PV | 2882.88 | 0 | 0 | 0 | 0 | 0 | 0 | 0 | 0 | 0 | 0 | 0 | Standard Solar | 1 | 2022-09-21 |  |  |  |  | TRUE
2896 | 2867 | 3082 | Solitude Solar US Route 11 Units A-D |  | Solitude Solar, LL - 31585 US Route 11 Unit C - PV Systems | Solitude Solar, LL - 31585 US Route 11 Unit C - PV Systems | 2894.4 |  | E - Mohawk Valley | Solar PV | 2894.4 | 0 | 0 | 0 | 0 | 0 | 0 | 0 | 0 | 0 | 0 | 0 | Standard Solar | 1 | 2022-09-21 |  |  |  |  | TRUE
2897 | 2868 | 3082 | Solitude Solar US Route 11 Units A-D |  | Solitude Solar, LL - 31585 US Route 11 Unit D - PV Systems | Solitude Solar, LL - 31585 US Route 11 Unit D - PV Systems | 2844.18 |  | E - Mohawk Valley | Solar PV | 2844.18 | 0 | 0 | 0 | 0 | 0 | 0 | 0 | 0 | 0 | 0 | 0 | Standard Solar | 1 | 2022-09-21 |  |  |  |  | TRUE
2898 | 2869 | 3083 | Wildcat Renewables, LLC - 11061 Bullis Rd |  | Wildcat Renewables, LLC - 11061 Bullis Rd - PV Systems | Wildcat Renewables, LLC - 11061 Bullis Rd - PV Systems | 5671.34 |  | A - West | Solar PV | 5671.34 | 0 | 0 | 0 | 0 | 0 | 0 | 0 | 0 | 0 | 0 | 0 | Wildcat Renewables, LLC | 1 | 2022-07-19 |  |  |  |  | TRUE
2899 | 2870 | 3084 | BQ Energy, LLC - 5684 County Highway 862 |  | BQ Energy, llc - 5684 County Highway 862 East - PV Systems | BQ Energy, llc - 5684 County Highway 862 East - PV Systems | 7494.39 |  | A - West | Solar PV | 7494.39 | 0 | 0 | 0 | 0 | 0 | 0 | 0 | 0 | 0 | 0 | 0 | DG New York CS | 1 | 2022-09-29 |  |  |  |  | TRUE
2901 | 2876 | 3084 | BQ Energy, LLC - 5684 County Highway 862 |  | BQ Energy, llc - 5684 County Highway 862 West - PV Systems | BQ Energy, llc - 5684 County Highway 862 West - PV Systems | 7471.305 |  | A - West | Solar PV | 7471.305 | 0 | 0 | 0 | 0 | 0 | 0 | 0 | 0 | 0 | 0 | 0 | DG New York CS | 1 | 2022-09-29 |  |  |  |  | TRUE
2902 | 2871 | 3085 | GSPP Hillsboro & Dunbar, LLC - 1593 Hillsboro Rd |  | GSPP Hillsboro & Dunbar, LLC - 1593 Hillsboro Rd - PV Systems | GSPP Hillsboro & Dunbar, LLC - 1593 Hillsboro Rd - PV Systems | 3517.28 |  | E - Mohawk Valley | Solar PV | 3517.28 | 0 | 0 | 0 | 0 | 0 | 0 | 0 | 0 | 0 | 0 | 0 | Green Street Power Partners, LLC | 1 | 2022-09-26 |  |  |  |  | TRUE
2903 | 2872 | 3086 | Omni Navitas Holdings, LLC - 3356 Sentinel Heights Rd |  | Omni Navitas Holdings, LLC - 3356 Sentinel Height Road - PV Systems | Omni Navitas Holdings, LLC - 3356 Sentinel Height Road - PV Systems | 4659.72 |  | C - Central | Solar PV | 4659.72 | 0 | 0 | 0 | 0 | 0 | 0 | 0 | 0 | 0 | 0 | 0 | Green Street Power Partners, LLC | 1 | 2022-09-26 |  |  |  |  | TRUE
2904 | 2873 | 3087 | Quiet Meadows Solar Farm 1 - 4435 Stoney Brook Rd |  | Quiet Meadows Solar Farm 1 - 4435 StoneyBrook Rd - PV Systems | Quiet Meadows Solar Farm 1 - 4435 StoneyBrook Rd - PV Systems | 5821.66 |  | E - Mohawk Valley | Solar PV | 5821.66 | 0 | 0 | 0 | 0 | 0 | 0 | 0 | 0 | 0 | 0 | 0 | ASA Holdings NY I LLC | 1 | 2022-10-02 |  |  |  |  | TRUE
2905 | 2874 | 3088 | Quiet Meadows Solar Farm 2 - 4426 Sholtz Road |  | Quiet Meadows Solar Farm 2 LLC - 4426 Sholtz Rd - PV Systems | Quiet Meadows Solar Farm 2 LLC - 4426 Sholtz Rd - PV Systems | 7549.36 |  | E - Mohawk Valley | Solar PV | 7549.36 | 0 | 0 | 0 | 0 | 0 | 0 | 0 | 0 | 0 | 0 | 0 | ASA Holdings NY I LLC | 1 | 2022-10-02 |  |  |  |  | TRUE
2906 | 2875 | 3089 | Waddingham Road Solar - 26719 Waddingham Road |  | Waddingham Road Solar, LLC - -26719 Waddingham Road PV Systems | Waddingham Road Solar, LLC - -26719 Waddingham Road PV Systems | 4970.16 |  | E - Mohawk Valley | Solar PV | 4970.16 | 0 | 0 | 0 | 0 | 0 | 0 | 0 | 0 | 0 | 0 | 0 | Nexamp | 1 | 2022-10-10 |  |  |  |  | TRUE
2907 | 2877 | 3090 | New York Departmen - Greene 11260 U.S. 9W |  | New York Departmen - Greene 11260 U.S. 9W - PV Systems | New York Departmen - Greene 11260 U.S. 9W - PV Systems | 6989.105 |  | G - Hudson Valley | Solar PV | 6989.105 | 0 | 0 | 0 | 0 | 0 | 0 | 0 | 0 | 0 | 0 | 0 | Ameresco | 1 | 2022-10-17 |  |  |  |  | TRUE
2908 | 2878 | 3091 | OYA ROBINSON ROAD LLC - 18600 Robinson Rd |  | OYA ROBINSON ROAD LLC - 18600 Robinson Rd - PV Systems | OYA ROBINSON ROAD LLC - 18600 Robinson Rd - PV Systems | 6739.2 |  | E - Mohawk Valley | Solar PV | 6739.2 | 0 | 0 | 0 | 0 | 0 | 0 | 0 | 0 | 0 | 0 | 0 | OYA Solar NY LP | 1 | 2022-08-07 |  |  |  |  | TRUE
2909 | 2879 | 3092 | Black Water Solar Partners, LLC - 104 Horseshoe Rd |  | Black Water Solar Partners, LLC - 104 Horseshoe Rd - PV Systems | Black Water Solar Partners, LLC - 104 Horseshoe Rd - PV Systems | 3051.36 |  | E - Mohawk Valley | Solar PV | 3051.36 | 0 | 0 | 0 | 0 | 0 | 0 | 0 | 0 | 0 | 0 | 0 | ASA Holdings NY I LLC | 1 | 2022-11-21 |  |  |  |  | TRUE
2910 | 2880 | 3093 | Svenski Solar - 2345 Rt 17-k |  | Svenski Solar | Svenski Solar - 2345 Rt 17-k | 2000 |  | G - Hudson Valley | Energy Storage | 0 | 0 | 2000 | 4070 | 0 | 0 | 0 | 0 | 0 | 0 | 0 | 0 | Cypress Creek Renewables | 1 | [5 empty] | TRUE
2911 | 2880 | 3093 | Svenski Solar - 2345 Rt 17-k |  | Svenski Solar, LLC - 2345 RT17K - PV Systems | Svenski Solar, LLC - 2345 RT17K - PV Systems | 3006.18 |  | G - Hudson Valley | Solar PV | 3006.18 | 0 | 0 | 0 | 0 | 0 | 0 | 0 | 0 | 0 | 0 | 0 | Generate Capital, Inc. | 1 | [5 empty] | TRUE
2912 | 2881 | 3094 | Landau II - 2986 - 3040 Route 32 |  | Landau II | 2986 - 3040 Route 32 | 4000 |  | G - Hudson Valley | Energy Storage | 0 | 0 | 4000 | 16000 | 0 | 0 | 0 | 0 | 0 | 0 | 0 | 0 | Cypress Creek Renewables | 1 | [5 empty] | TRUE
2913 | 2881 | 3094 | Landau II - 2986 - 3040 Route 32 |  | Landau II - Route 32 - PV Systems | Landau II - Route 32 - PV Systems | 6003.99 |  | G - Hudson Valley | Solar PV | 6003.99 | 0 | 0 | 0 | 0 | 0 | 0 | 0 | 0 | 0 | 0 | 0 | Generate Capital, Inc. | 1 | 2022-12-12 |  |  |  |  | TRUE
2914 | 2882 | 3095 | Warwick Renewables, LLC - 35 Union Corners Road |  | Warwick Renewables, LLC - 35 Union Corners Road - PV Systems | Warwick Renewables, LLC - 35 Union Corners Road - PV Systems | 1888.11 |  | G - Hudson Valley | Solar PV | 1888.11 | 0 | 0 | 0 | 0 | 0 | 0 | 0 | 0 | 0 | 0 | 0 | Nexamp | 1 | 2022-11-20 |  |  |  |  | TRUE
2915 | 2883 | 3096 | Borrego Solar Systems - 12963 Main Rd |  | Borrego Solar Systems, Inc. - 12963 Main Rd - PV Systems | Borrego Solar Systems, Inc. - 12963 Main Rd - PV Systems | 6494.4 |  | B - Genessee | Solar PV | 6494.4 | 0 | 0 | 0 | 0 | 0 | 0 | 0 | 0 | 0 | 0 | 0 | AES Distributed Energy | 1 | 2022-12-15 |  |  |  |  | TRUE
2916 | 2884 | 3097 | FPS Coxsackie Solar - 11016 State Route 9W |  | FPS Coxsackie Solar LLC-11016 State Route 9W-PV Systems | FPS Coxsackie Solar LLC-11016 State Route 9W-PV Systems | 6647.04 |  | G - Hudson Valley | Solar PV | 6647.04 | 0 | 0 | 0 | 0 | 0 | 0 | 0 | 0 | 0 | 0 | 0 | Freepoint Solar LLC (dba for Freepoint Commodities Holdings LLC) | 1 | 2022-12-02 |  |  |  |  | TRUE
2917 | 2885 | 3098 | Lockenhurst Pond Solar LLC - 96 Langlitz Road |  | Lockenhurst Pond Solar LLC - 96 Langlitz Rd - PV Systems | Lockenhurst Pond Solar LLC - 96 Langlitz Rd - PV Systems | 2805.3 |  | G - Hudson Valley | Solar PV | 2805.3 | 0 | 0 | 0 | 0 | 0 | 0 | 0 | 0 | 0 | 0 | 0 | Generate Capital, Inc. | 1 | 2022-12-13 |  |  |  |  | TRUE
2922 | 2887 | 3100 | OYA Wayside Drive LLC - 22421 Wayside Dr |  | OYA WAYSIDE DRIVE LLC - 22421 Wayside Dr - PV Systems | OYA WAYSIDE DRIVE LLC - 22421 Wayside Dr - PV Systems | 6739.2 |  | E - Mohawk Valley | Solar PV | 6739.2 | 0 | 0 | 0 | 0 | 0 | 0 | 0 | 0 | 0 | 0 | 0 | OYA Solar NY LP | 1 | 2022-12-06 |  |  |  |  | TRUE
2923 | 2888 | 3101 | Omni Navitas Holdings, LLC - 2495 Lewis Road |  | OmniNavitas Holdings,LLC - 2495 Lewis Rd - PV Systems | OmniNavitas Holdings,LLC - 2495 Lewis Rd - PV Systems | 6752.07 |  | A - West | Solar PV | 6752.07 | 0 | 0 | 0 | 0 | 0 | 0 | 0 | 0 | 0 | 0 | 0 | Green Street Power Partners, LLC | 1 | 2022-12-07 |  |  |  |  | TRUE
2924 | 2889 | 3102 | Mt Pleasant Community Center |  | Mt Pleasant Community Center | 125 Lozza Dr. | 741 |  | I - Dunwoodie | Energy Storage | 0 | 0 | 741 | 2965 | 0 | 0 | 0 | 0 | 0 | 0 | 0 | 0 | ConEdison Solutions | 1 | [5 empty] | TRUE
2925 | 2854 | 3071 | NSF Parma Site 2, LLC - 1682 Hilton Parma Corners Rd - PV Systems |  | NSF Pharma 2 - 1682 Hilton Parma Corners Rd. | NSF Pharma 2 - 1682 Hilton Parma Corners Rd. | 4000 |  | B - Genessee | Energy Storage | 0 | 0 | 4000 | 12000 | 0 | 0 | 0 | 0 | 0 | 0 | 0 | 0 | Convergent Energy & Power | 1 | [5 empty] | TRUE
2926 | 2855 | 3072 | NSF Chaumont Site 1, LLC - 28160 County Route 179 - PV Systems |  | NSF Chaumont 1 - 12625 Morris Tract Road. | NSF Chaumont 1 - 12625 Morris Tract Road. | 5000 |  | E - Mohawk Valley | Energy Storage | 0 | 0 | 5000 | 15000 | 0 | 0 | 0 | 0 | 0 | 0 | 0 | 0 | Convergent Energy & Power | 1 | [5 empty] | TRUE
2927 | 2856 | 3073 | NSF Chaumont Site 2, LLC - 28156 County Route 179 - PV System |  | NSF Chaumont 2 - 12625 Morris Tract Road. | NSF Chaumont 2 - 12625 Morris Tract Road. | 3000 |  | E - Mohawk Valley | Energy Storage | 0 | 0 | 3000 | 9000 | 0 | 0 | 0 | 0 | 0 | 0 | 0 | 0 | Convergent Energy & Power | 1 | [5 empty] | TRUE
2928 | 2851 | 3068 | NSF Chaumont Site 3, LLC - 28050 County Route 179 PV Systems |  | NSF Chaumont 3 - 12625 Morris Tract Road. | NSF Chaumont 3 - 12625 Morris Tract Road. | 5000 |  | E - Mohawk Valley | Energy Storage | 0 | 0 | 5000 | 15000 | 0 | 0 | 0 | 0 | 0 | 0 | 0 | 0 | Convergent Energy & Power | 1 | [5 empty] | TRUE
2929 | 2853 | 3070 | NSF Chaumont Site 4, LLC - 27944 County Route 179- PV Systems |  | NSF Chaumont 4 - 12625 Morris Tract Road. | NSF Chaumont 4 - 12625 Morris Tract Road. | 5000 |  | E - Mohawk Valley | Energy Storage | 0 | 0 | 5000 | 15000 | 0 | 0 | 0 | 0 | 0 | 0 | 0 | 0 | Convergent Energy & Power | 1 | [5 empty] | TRUE
2930 | 2852 | 3069 | NSF Chaumont Site 5, LLC - 27940 County Route 179- PV Systems |  | NSF Chaumont 5 - 12625 Morris Tract Road. | NSF Chaumont 5 - 12625 Morris Tract Road. | 5000 |  | E - Mohawk Valley | Energy Storage | 0 | 0 | 5000 | 15000 | 0 | 0 | 0 | 0 | 0 | 0 | 0 | 0 | Convergent Energy & Power | 1 | [5 empty] | TRUE
2931 | 2890 | 3103 | DGNY Jogee Road LLC - 213 Jogee Road |  | JOGEE ROAD LLC - 213 Jogee Road - PV Systems | JOGEE ROAD LLC - 213 Jogee Road - PV Systems | 2732.21 |  | G - Hudson Valley | Solar PV | 2732.21 | 0 | 0 | 0 | 0 | 0 | 0 | 0 | 0 | 0 | 0 | 0 | DG New York CS | 1 | 2022-11-17 |  |  |  |  | TRUE
2932 | 2891 | 3104 | Potsdam Community Solar - 74 Lawrence Ave |  | Potsdam Community Solar, LLC - 74 Lawrence Ave - PV Systems | Potsdam Community Solar, LLC - 74 Lawrence Ave - PV Systems | 5639.92 |  | E - Mohawk Valley | Solar PV | 5639.92 | 0 | 0 | 0 | 0 | 0 | 0 | 0 | 0 | 0 | 0 | 0 | EDP NA Distributed Generation LLC | 1 | 2022-10-16 |  |  |  |  | TRUE
2933 | 2892 | 3105 | OYA Pulaski LLC - 7681 State Route 3 |  | OYA PULASKI LLC - 7681 State Route 3 - PV Systems | OYA PULASKI LLC - 7681 State Route 3 - PV Systems | 4765.02 |  | C - Central | Solar PV | 4765.02 | 0 | 0 | 0 | 0 | 0 | 0 | 0 | 0 | 0 | 0 | 0 | OYA Solar NY LP | 1 | 2022-12-06 |  |  |  |  | TRUE
2934 | 2893 | 3106 | Abundant Solar Power Inc. - 8894 Main Street |  | Abundant Solar Power Inc. - 8894 Main St 135.00243.111 - PV Systems | Abundant Solar Power Inc. - 8894 Main St 135.00243.111 - PV Systems | 7020 |  | A - West | Solar PV | 7020 | 0 | 0 | 0 | 0 | 0 | 0 | 0 | 0 | 0 | 0 | 0 | Abundant Solar Power | 1 | 2022-12-02 |  |  |  |  | TRUE
2935 | 2894 | 3107 | Delaware River Solar - 466 Yellow Mills 1-3 |  | Delaware River Solar, LLC - 466 Yellow Mills Rd (#1) - PV Systems | Delaware River Solar, LLC - 466 Yellow Mills Rd (#1) - PV Systems | 2754 |  | B - Genessee | Solar PV | 2754 | 0 | 0 | 0 | 0 | 0 | 0 | 0 | 0 | 0 | 0 | 0 | Generate Capital, Inc. | 1 | 2023-01-04 |  |  |  |  | TRUE
2936 | 2895 | 3107 | Delaware River Solar - 466 Yellow Mills 1-3 |  | Delaware River Solar, LLC - 466 Yellow Mills Rd (#2) - PV Systems | Delaware River Solar, LLC - 466 Yellow Mills Rd (#2) - PV Systems | 2754 |  | B - Genessee | Solar PV | 2754 | 0 | 0 | 0 | 0 | 0 | 0 | 0 | 0 | 0 | 0 | 0 | Generate Capital, Inc. | 1 | 2023-01-04 |  |  |  |  | TRUE
2937 | 2896 | 3107 | Delaware River Solar - 466 Yellow Mills 1-3 |  | Delaware River Solar, LLC - 466 Yellow Mills Rd (#3) - PV Systems | Delaware River Solar, LLC - 466 Yellow Mills Rd (#3) - PV Systems | 2754 |  | B - Genessee | Solar PV | 2754 | 0 | 0 | 0 | 0 | 0 | 0 | 0 | 0 | 0 | 0 | 0 | Generate Capital, Inc. | 1 | 2023-01-03 |  |  |  |  | TRUE
2938 | 2897 | 3108 | Saturn Power Corporation - 117 Tiffany Road |  | Saturn Power Corporation - 117 Tiffany Road - PV Systems | Saturn Power Corporation - 117 Tiffany Road - PV Systems | 6425.64 |  | E - Mohawk Valley | Solar PV | 6425.64 | 0 | 0 | 0 | 0 | 0 | 0 | 0 | 0 | 0 | 0 | 0 | Nautilus Solar Energy | 1 | 2022-12-29 |  |  |  |  | TRUE
2939 | 2898 | 3109 | Plymouth Tower |  | Plymouth Towers | Plymouth Towers | 200 |  | J - New York City | CHP | 200 | 1226 | 0 | 0 | 0 | 0 | 0 | 0 | 0 | 0 | 0 | 0 | Tecogen, Inc. | 2 | 2022-10-01 |  |  |  | FALSE | TRUE | TRUE
2940 | 2899 | 3110 | 1199 Housing |  | 2070-2080 Housing Corporation | 2070-2080 Housing Corporation | 530 |  | J - New York City | CHP | 530 | 2824 | 0 | 0 | 0 | 0 | 0 | 0 | 0 | 0 | 0 | 0 | 2G Energy, Inc. | 2 | 2023-12-08 |  |  |  |  | TRUE
2941 | 2899 | 3110 | 1199 Housing |  | 2100 1st Avenue Building BC | 2100 1st Avenue Building BC | 795 |  | J - New York City | CHP | 795 | 4236 | 0 | 0 | 0 | 0 | 0 | 0 | 0 | 0 | 0 | 0 | 2G Energy, Inc. | 3 | 2023-12-08 |  |  |  |  | TRUE
2942 | 2899 | 3110 | 1199 Housing |  | Building D | Building D | 530 |  | J - New York City | CHP | 530 | 2824 | 0 | 0 | 0 | 0 | 0 | 0 | 0 | 0 | 0 | 0 | 2G Energy, Inc. | 2 | 2023-12-08 |  |  |  |  | TRUE
2943 | 2900 | 3111 | Compass V |  | Compass V | Compass V | 65 |  | J - New York City | CHP | 65 | 388 | 0 | 0 | 0 | 0 | 0 | 0 | 0 | 0 | 0 | 0 | RSP Systems | 1 | 2022-12-20 |  |  |  |  | TRUE
2944 | 2901 | 3112 | Abundant Solar Power 5771 Rt 20 |  | Abundant Solar Power Inc. - 5771 Rt 20 - PV Systems | Abundant Solar Power Inc. - 5771 Rt 20 - PV Systems | 3510 |  | A - West | Solar PV | 35110 | 0 | 0 | 0 | 0 | 0 | 0 | 0 | 0 | 0 | 0 | 0 | Abundant Solar Power | 1 | 2023-01-24 |  |  |  |  | TRUE
2945 | 2902 | 3113 | Solar Generation Projects - 13800 US-9W |  | Solar Generation Projects, LLC - 13800 US9W (Site 2) - PV Systems | Solar Generation Projects, LLC - 13800 US9W (Site 2) - PV Systems | 2410.2 |  | G - Hudson Valley | Solar PV | 2410.2 | 0 | 0 | 0 | 0 | 0 | 0 | 0 | 0 | 0 | 0 | 0 | SunLight General Capital, LLC | 1 | 2023-01-28 |  |  |  |  | TRUE
2946 | 2903 | 3113 | Solar Generation Projects - 13800 US-9W |  | Solar Generation Projects, LLC - 13800 US9W (Site 3) - PV Systems | Solar Generation Projects, LLC - 13800 US9W (Site 3) - PV Systems | 1989 |  | G - Hudson Valley | Solar PV | 1989 | 0 | 0 | 0 | 0 | 0 | 0 | 0 | 0 | 0 | 0 | 0 | SunLight General Capital, LLC | 1 | 2023-01-28 |  |  |  |  | TRUE
2947 | 2904 | 3114 | NSF Angelica - 5920 County Road 16 |  | NSF Angelica Site 1, LLC - 5920 County Road 16 - PV Systems | NSF Angelica Site 1, LLC - 5920 County Road 16 - PV Systems | 7389.46 |  | B - Genessee | Solar PV | 7389.46 | 0 | 0 | 0 | 0 | 0 | 0 | 0 | 0 | 0 | 0 | 0 | DG New York CS | 1 | 2023-02-01 |  |  |  |  | TRUE
2948 | 2905 | 3115 | NSF Angelica - 6917 County Road 26 |  | NSF Angelica Site 2, LLC - 6917 County Road 26 - PV Systems | NSF Angelica Site 2, LLC - 6917 County Road 26 - PV Systems | 6762.08 |  | B - Genessee | Solar PV | 6762.08 | 0 | 0 | 0 | 0 | 0 | 0 | 0 | 0 | 0 | 0 | 0 | DG New York CS | 1 | 2023-02-01 |  |  |  |  | TRUE
2949 | 2906 | 3115 | NSF Angelica - 6917 County Road 26 |  | NSF Angelica Site 3, LLC - 6917 County Road 26 - PV Systems | NSF Angelica Site 3, LLC - 6917 County Road 26 - PV Systems | 6713.59 |  | B - Genessee | Solar PV | 6713.59 | 0 | 0 | 0 | 0 | 0 | 0 | 0 | 0 | 0 | 0 | 0 | DG New York CS | 1 | 2023-02-01 |  |  |  |  | TRUE
2950 | 2907 | 3114 | NSF Angelica - 5920 County Road 16 |  | NSF Angelica Site 4, LLC - 5920 County Road 16 - PV Systems | NSF Angelica Site 4, LLC - 5920 County Road 16 - PV Systems | 7326.02 |  | B - Genessee | Solar PV | 7326.02 | 0 | 0 | 0 | 0 | 0 | 0 | 0 | 0 | 0 | 0 | 0 | DG New York CS | 1 | 2023-02-01 |  |  |  |  | TRUE
2951 | 2842 | 3061 | Wawayanda 2 |  | Wawayanda 2 | Wawayanda 2 | 2000 |  | G - Hudson Valley | Energy Storage | 0 | 0 | 2000 | 8000 | 0 | 0 | 0 | 0 | 0 | 0 | 0 | 0 | Nexamp | 1 | [5 empty] | TRUE
2952 | 2908 | 3113 | Solar Generation Projects - 13800 US-9W |  | Solar Generation Projects, LLC - 13800 US9W (Site 1) - PV Systems | Solar Generation Projects, LLC - 13800 US9W (Site 1) - PV Systems | 1976 |  | G - Hudson Valley | Solar PV | 1976 | 0 | 0 | 0 | 0 | 0 | 0 | 0 | 0 | 0 | 0 | 0 | SunLight General Capital, LLC | 1 | 2023-02-24 |  |  |  |  | TRUE
2953 | 2909 | 3116 | BQ Energy, LLC - Old White Lake Turnpike |  | BQ Energy, LLC. - 608/636 Old White Lake Turnpike - PV Systems | BQ Energy, LLC. - 608/636 Old White Lake Turnpike - PV Systems | 4282.79 |  | E - Mohawk Valley | Solar PV | 4282.79 | 0 | 0 | 0 | 0 | 0 | 0 | 0 | 0 | 0 | 0 | 0 | Distributed Solar Operations, LLC | 1 | 2023-01-10 |  |  |  |  | TRUE
2954 | 2910 | 3117 | Pamelia Solar, LLC - 25731 CR32 |  | Pamelia Solar, LLC - 25731 CR32 - PV Systems | Pamelia Solar, LLC - 25731 CR32 - PV Systems | 6812.91 |  | E - Mohawk Valley | Solar PV | 6812.91 | 0 | 0 | 0 | 0 | 0 | 0 | 0 | 0 | 0 | 0 | 0 | Nexamp | 1 | 2023-01-24 |  |  |  |  | TRUE
2955 | 2911 | 3118 | Amherst Community Solar - 595 Schoelles Road |  | Amherst Community Solar LLC - 595 Schoelles Road - PV Systems | Amherst Community Solar LLC - 595 Schoelles Road - PV Systems | 6378.75 |  | A - West | Solar PV | 6378.75 | 0 | 0 | 0 | 0 | 0 | 0 | 0 | 0 | 0 | 0 | 0 | Catalyze Holdings LLC | 1 | 2023-03-05 |  |  |  |  | TRUE
2957 | 2913 | 3120 | SUNY Albany - 1400 Washington Ave |  | State University of New York at Albany - 1400 Washington Ave - PV Systems | State University of New York at Albany - 1400 Washington Ave - PV Systems | 1870.625 |  | F - Capital | Solar PV | 1870.625 | 0 | 0 | 0 | 0 | 0 | 0 | 0 | 0 | 0 | 0 | 0 | Solar Liberty | 1 | 2023-01-30 |  |  |  |  | TRUE
2958 | 2914 | 3121 | SUNY Buffalo - 75 Webster Rd |  | SUNY at Buffalo - 75 Webster Rd - PV Systems | SUNY at Buffalo - 75 Webster Rd - PV Systems | 6541.6 |  | A - West | Solar PV | 6541.6 | 0 | 0 | 0 | 0 | 0 | 0 | 0 | 0 | 0 | 0 | 0 | Solar Liberty | 1 | 2023-02-01 |  |  |  |  | TRUE
2959 | 2915 | 3122 | Madrid Solar 2 - 68 Brady Road |  | Madrid Solar 2, LLC - 68 Brady Road - PV Systems | Madrid Solar 2, LLC - 68 Brady Road - PV Systems | 2537.6 |  | E - Mohawk Valley | Solar PV | 2537.6 | 0 | 0 | 0 | 0 | 0 | 0 | 0 | 0 | 0 | 0 | 0 | Nexamp | 1 | 2023-03-29 |  |  |  |  | TRUE
2960 | 2916 | 3123 | SUNY Buffalo - 1 Rensch Rd |  | SUNY at Buffalo - 1 Rensch Rd - PV Systems | SUNY at Buffalo - 1 Rensch Rd - PV Systems | 1757.6 |  | A - West | Solar PV | 1757.6 | 0 | 0 | 0 | 0 | 0 | 0 | 0 | 0 | 0 | 0 | 0 | Solar Liberty | 1 | 2023-03-18 |  |  |  |  | TRUE
2961 | 2917 | 3124 | ClearPath Energy - 705 North Rd |  | ClearPath Energy LLC - 705 North Rd - PV Systems | ClearPath Energy LLC - 705 North Rd - PV Systems | 7496.32 |  | C - Central | Solar PV | 7496.32 | 0 | 0 | 0 | 0 | 0 | 0 | 0 | 0 | 0 | 0 | 0 | ClearPath Energy LLC | 1 | 2023-03-18 |  |  |  |  | TRUE
2962 | 2918 | 3125 | ClearPath Energy - 254 Route 11 |  | ClearPath Energy LLC - 254 Route 11 - PV Systems | ClearPath Energy LLC - 254 Route 11 - PV Systems | 7496.32 |  | C - Central | Solar PV | 7496.32 | 0 | 0 | 0 | 0 | 0 | 0 | 0 | 0 | 0 | 0 | 0 | ClearPath Energy LLC | 1 | 2023-03-15 |  |  |  |  | TRUE
2963 | 2919 | 3126 | German Community Solar - 6122 German Rd |  | German Community Solar LLC - 6122 German Rd - PV Systems | German Community Solar LLC - 6122 German Rd - PV Systems | 7447.44 |  | C - Central | Solar PV | 7447.44 | 0 | 0 | 0 | 0 | 0 | 0 | 0 | 0 | 0 | 0 | 0 | EDP NA Distributed Generation LLC | 1 | 2023-03-15 |  |  |  |  | TRUE
2964 | 2920 | 3127 | OYA Church Road A - 1671 Church Road |  | OYA Church Road A LLC - 1671 Church Road - PV Systems | OYA Church Road A LLC - 1671 Church Road - PV Systems | 6743.49 |  | C - Central | Solar PV | 6743.49 | 0 | 0 | 0 | 0 | 0 | 0 | 0 | 0 | 0 | 0 | 0 | OYA Solar NY LP | 1 | 2023-04-01 |  |  |  |  | TRUE
2965 | 2921 | 3128 | OYA Main Street - 2575 Main St. |  | OYA Main Street LLC - 2575 Main St. - PV Systems | OYA Main Street LLC - 2575 Main St. - PV Systems | 6646.2 |  | A - West | Solar PV | 6646.2 | 0 | 0 | 0 | 0 | 0 | 0 | 0 | 0 | 0 | 0 | 0 | OYA Solar NY LP | 1 | 2023-04-01 |  |  |  |  | TRUE
2966 | 2922 | 3129 | ClearPath Energy - 526 State Route 170A |  | ClearPath Energy LLC - 526 State Route 170A - PV Systems | ClearPath Energy LLC - 526 State Route 170A - PV Systems | 7622.68 |  | E - Mohawk Valley | Solar PV | 7622.68 | 0 | 0 | 0 | 0 | 0 | 0 | 0 | 0 | 0 | 0 | 0 | ClearPath Energy LLC | 1 | 2023-03-21 |  |  |  |  | TRUE
2967 | 2923 | 3130 | Sparrow Bush NY 1 & 2 - 152 Peenpack Trail |  | Sparrow Bush NY 1, LLC - 152 W Peenpack Trail - PV Systems | Sparrow Bush NY 1, LLC - 152 W Peenpack Trail - PV Systems | 2807.27 |  | G - Hudson Valley | Solar PV | 2807.27 | 0 | 0 | 0 | 0 | 0 | 0 | 0 | 0 | 0 | 0 | 0 | Nexamp | 1 | 2023-04-01 |  |  |  |  | TRUE
2968 | 2924 | 3130 | Sparrow Bush NY 1 & 2 - 152 Peenpack Trail |  | Sparrow Bush NY 2, LLC - 152 W Peenpack Trail - PV Systems | Sparrow Bush NY 2, LLC - 152 W Peenpack Trail - PV Systems | 1419.715 |  | G - Hudson Valley | Solar PV | 1419.715 | 0 | 0 | 0 | 0 | 0 | 0 | 0 | 0 | 0 | 0 | 0 | Nexamp | 1 | 2023-04-01 |  |  |  |  | TRUE
2969 | 2925 | 3131 | Thurston Ridge Solar - 3905 Lewis Rd |  | Thurston Ridge Solar, LLC - 3905 Lewis Rd - PV Systems | Thurston Ridge Solar, LLC - 3905 Lewis Rd - PV Systems | 6176.04 |  | C - Central | Solar PV | 6176.04 | 0 | 0 | 0 | 0 | 0 | 0 | 0 | 0 | 0 | 0 | 0 | Nexamp | 1 | 2023-04-15 |  |  |  |  | TRUE
2970 | 2926 | 3132 | NOCO Electric LLC - 1585 Tower Rd |  | NOCO Electric LLC - 1585 Tower Rd - PV Systems | NOCO Electric LLC - 1585 Tower Rd - PV Systems | 4136.6 |  | C - Central | Solar PV | 4136.6 | 0 | 0 | 0 | 0 | 0 | 0 | 0 | 0 | 0 | 0 | 0 | Cipriani Energy Group | 1 | 2023-04-11 |  |  |  |  | TRUE
2971 | 2927 | 3133 | NOCO Electric LLC - 246 Van Antwerp Rd |  | NOCO Electric LLC - 246 Van Antwerp Rd. - PV Systems | NOCO Electric LLC - 246 Van Antwerp Rd. - PV Systems | 2535.525 |  | F - Capital | Solar PV | 2535.525 | 0 | 0 | 0 | 0 | 0 | 0 | 0 | 0 | 0 | 0 | 0 | Cipriani Energy Group | 1 | 2023-04-11 |  |  |  |  | TRUE
2972 | 2928 | 3134 | Yellow 4 LLC - 843 State Route 11 |  | Yellow 4 LLC- 843 State Route 11- PV Systems | Yellow 4 LLC- 843 State Route 11- PV Systems | 3259.75 |  | D - North | Solar PV | 3259.75 | 0 | 0 | 0 | 0 | 0 | 0 | 0 | 0 | 0 | 0 | 0 | Cipriani Energy Group | 1 | 2023-04-15 |  |  |  |  | TRUE
2973 | 2929 | 3135 | Standard Solar Inc - 2763 Chandler Rd |  | Standard Solar Inc - 2763 Chandler Rd - PV Systems | Standard Solar Inc - 2763 Chandler Rd - PV Systems | 7102.89 |  | B - Genessee | Solar PV | 7102.89 | 0 | 0 | 0 | 0 | 0 | 0 | 0 | 0 | 0 | 0 | 0 | Standard Solar | 1 | 2023-05-10 |  |  |  |  | TRUE
2974 | 2930 | 3136 | Madrid Solar 1, LLC - 658 Couty Route 31 |  | Madrid Solar 1, LLC - 658 County Route 31 - PV Systems | Madrid Solar 1, LLC - 658 County Route 31 - PV Systems | 6676.8 |  | E - Mohawk Valley | Solar PV | 6676.8 | 0 | 0 | 0 | 0 | 0 | 0 | 0 | 0 | 0 | 0 | 0 | Nexamp | 1 | 2023-05-16 |  |  |  |  | TRUE
2975 | 2931 | 3137 | White River Solar, LLC - 2270 River Road |  | White River Solar, LLC - 2270 River Road -PV Systems | White River Solar, LLC - 2270 River Road -PV Systems | 7496.28 |  | F - Capital | Solar PV | 7496.28 | 0 | 0 | 0 | 0 | 0 | 0 | 0 | 0 | 0 | 0 | 0 | ASA Holdings NY I LLC | 1 | 2023-05-05 |  |  |  |  | TRUE
2976 | 2932 | 3138 | Kenmore Hall |  | Kenmore Hall | Kenmore Hall | 140 |  | J - New York City | CHP | 140 | 816.48 | 0 | 0 | 0 | 0 | 0 | 0 | 0 | 0 | 0 | 0 | Aegis Energy Services, Inc. | 4 | 2023-03-16 |  |  |  |  | TRUE | TRUE
2977 | 2933 | 3139 | Aron Hall - 50 E98th |  | Aron Hall - 50 E98th |  |  |  | J - New York City | CHP | 125 | 780 | 0 | 0 | 0 | 0 | 0 | 0 | 0 | 0 | 0 | 0 | Tecogen, Inc. | 1 | 2023-04-01 |  |  |  |  | TRUE | TRUE | TRUE |  |  | FALSE
2978 | 2934 | 3140 | Phipps House East - 485 First Avenue |  | Phipps House East - 485 First Avenue |  |  |  | J - New York City | CHP | 75 | 466 | 0 | 0 | 0 | 0 | 0 | 0 | 0 | 0 | 0 | 0 | Tecogen, Inc. | 1 | 2023-04-04 |  |  |  |  | TRUE | TRUE | TRUE |  |  | FALSE
2979 | 2935 | 3141 | Butterville Road Solar - County Route 75 |  | Butterville Road Solar, LLC - 10943 County Route 75 - PV Systems | Butterville Road Solar, LLC - 10943 County Route 75 - PV Systems | 1163.76 |  | E - Mohawk Valley | Solar PV | 1163.76 | 0 | 0 | 0 | 0 | 0 | 0 | 0 | 0 | 0 | 0 | 0 | Nexamp | 1 | 2023-05-23 |  |  |  |  | TRUE
2980 | 2936 | 3142 | ELP Claverack Solar LLC - 383 NY-9H |  | ELP Claverack Solar LLC - 109 Fish and Game Road - PV Systems | ELP Claverack Solar LLC - 109 Fish and Game Road - PV Systems | 7506.75 |  | F - Capital | Solar PV | 7506.75 | 0 | 0 | 0 | 0 | 0 | 0 | 0 | 0 | 0 | 0 | 0 | Brookfield Renewable DG US Operations, LLC | 1 | 2023-04-15 |  |  |  |  | TRUE
2981 | 2937 | 3143 | ELP Livingston LLC - 3289 Route 9 |  | ELP Livingston LLC - 3289 Route 9 - PV Systems | ELP Livingston LLC - 3289 Route 9 - PV Systems | 6347.75 |  | F - Capital | Solar PV | 6347.75 | 0 | 0 | 0 | 0 | 0 | 0 | 0 | 0 | 0 | 0 | 0 | Brookfield Renewable DG US Operations, LLC | 1 | 2023-04-26 |  |  |  |  | TRUE
2982 | 2938 | 3144 | Dshinesagain Solar, LLC - 157 Yawger Rd |  | Dshinesagain Solar, LLC - 157 Yawger Rd - PV Systems | Dshinesagain Solar, LLC - 157 Yawger Rd - PV Systems | 6676.8 |  | C - Central | Solar PV | 6676.8 | 0 | 0 | 0 | 0 | 0 | 0 | 0 | 0 | 0 | 0 | 0 | Nexamp | 1 | 2023-06-11 |  |  |  |  | TRUE
2983 | 2939 | 3145 | Salmon River Renewables, LLC - 2361 SR11B |  | Salmon River Renewables, LLC - 2361 State Route 11B - PV Systems | Salmon River Renewables, LLC - 2361 State Route 11B - PV Systems | 4561.05 |  | E - Mohawk Valley | Solar PV | 4561.05 | 0 | 0 | 0 | 0 | 0 | 0 | 0 | 0 | 0 | 0 | 0 | Nexamp | 1 | 2023-06-16 |  |  |  |  | TRUE
2984 | 2940 | 3146 | Sulpher Creek Solar, LLC - 2510 RT96 |  | Sulpher Creek Solar, LLC - 2510 RT96 - PV Systems | Sulpher Creek Solar, LLC - 2510 RT96 - PV Systems | 6899.36 |  | B - Genessee | Solar PV | 6899.36 | 0 | 0 | 0 | 0 | 0 | 0 | 0 | 0 | 0 | 0 | 0 | Nexamp | 1 | 2023-06-20 |  |  |  |  | TRUE
2985 | 2941 | 3147 | Domino - Building A |  | Domino - Building A | Domino - Building A | 250 |  | J - New York City | CHP | 250 | 1560 | 0 | 0 | 0 | 0 | 0 | 0 | 0 | 0 | 0 | 0 | Tecogen, Inc. | 2 | 2022-11-03 |  |  |  |  | TRUE | TRUE | TRUE
2986 | 2942 | 3148 | Elmbrook Solar, LLC - 2191 Brookview Road |  | Elmbrook Solar, LLC - 2191 Brookview Road - PV Systems | Elmbrook Solar, LLC - 2191 Brookview Road - PV Systems | 8310.96 |  | F - Capital | Solar PV | 8310.96 | 0 | 0 | 0 | 0 | 0 | 0 | 0 | 0 | 0 | 0 | 0 | ASA Holdings NY I LLC | 1 | 2023-06-01 |  |  |  |  | TRUE
2987 | 2943 | 3149 | Waddington Solar - 1020 County Road 31 |  | Waddington Solar, LLC - 1020 County Road 31 - PV Systems | Waddington Solar, LLC - 1020 County Road 31 - PV Systems | 7265.7 |  | E - Mohawk Valley | Solar PV | 7265.7 | 0 | 0 | 0 | 0 | 0 | 0 | 0 | 0 | 0 | 0 | 0 | Nexamp | 1 | 2023-06-28 |  |  |  |  | TRUE
2988 | 2354 | 2473 | Lansing Renewables, LLC |  | Lansing Renewables, LLC | Lansing Renewables, LLC | 2500 |  | C - Central | Energy Storage | 0 | 0 | 2500 | 10000 | 0 | 0 | 0 | 0 | 0 | 0 | 0 | 0 | Nexamp | 1 | 2023-04-01 |  |  |  |  | TRUE
2989 | 2944 | 3151 | Genesee Solar - 392 Curtis Road |  | Genesee Solar, LLC - 392 Curtis Road Site - PV Systems | Genesee Solar, LLC - 392 Curtis Road Site - PV Systems | 5246.775 |  | B - Genessee | Solar PV | 5246.775 | 0 | 0 | 0 | 0 | 0 | 0 | 0 | 0 | 0 | 0 | 0 | Cypress Creek Renewables | 1 | 2023-06-28 |  |  |  |  | TRUE
2990 | 2945 | 3152 | Solexus Maybrook Road |  | Solexus, LLC. - 170 Maybrook Rd (SBL 2131) - PV Systems | Solexus, LLC. - 170 Maybrook Rd (SBL 2131) - PV Systems | 7488 |  | G - Hudson Valley | Solar PV | 7488 | 0 | 0 | 0 | 0 | 0 | 0 | 0 | 0 | 0 | 0 | 0 | Solar Energy Systems, LLC | 1 | 2023-06-22 |  |  |  |  | TRUE
2991 | 2946 | 3153 | GSPP 4643 Twelve Corners Rd |  | GSPP 4643 Twelve Corners Road, LLC - 4643 Twelve Corners Rd - PV Systems | GSPP 4643 Twelve Corners Road, LLC - 4643 Twelve Corners Rd - PV Systems | 6166.16 |  | C - Central | Solar PV | 6166.16 | 0 | 0 | 0 | 0 | 0 | 0 | 0 | 0 | 0 | 0 | 0 | Green Street Power Partners, LLC | 1 | 2023-06-20 |  |  |  |  | TRUE
2992 | 2947 | 3154 | Omni Navitas Holdings, LLC - 7024 Fox Rd |  | Omni Navitas Holdings, LLC - 7024 Fox Rd - PV Systems | Omni Navitas Holdings, LLC - 7024 Fox Rd - PV Systems | 6752.07 |  | E - Mohawk Valley | Solar PV | 6752.07 | 0 | 0 | 0 | 0 | 0 | 0 | 0 | 0 | 0 | 0 | 0 | Green Street Power Partners, LLC | 1 | 2023-06-13 |  |  |  |  | TRUE
2993 | 2948 | 3155 | Sunnyside Solar - 81 Freemans Bridge Rd |  | Sunnyside Solar I, LLC - 81 Freemans Bridge Rd - PV Systems | Sunnyside Solar I, LLC - 81 Freemans Bridge Rd - PV Systems | 6451.2 |  | F - Capital | Solar PV | 6451.2 | 0 | 0 | 0 | 0 | 0 | 0 | 0 | 0 | 0 | 0 | 0 | Brookfield Renewable DG US Operations, LLC | 1 | 2023-07-01 |  |  |  |  | TRUE
2994 | 2949 | 3155 | Sunnyside Solar - 81 Freemans Bridge Rd |  | Sunnyside Solar II, LLC - 81 Freemans Bridge Rd - PV Systems | Sunnyside Solar II, LLC - 81 Freemans Bridge Rd - PV Systems | 6451.2 |  | F - Capital | Solar PV | 6451.2 | 0 | 0 | 0 | 0 | 0 | 0 | 0 | 0 | 0 | 0 | 0 | Brookfield Renewable DG US Operations, LLC | 1 | 2023-07-01 |  |  |  |  | TRUE
2995 | 2950 | 3156 | Solar Generation Projects - 58 Seber Shores Dr |  | Solar Generation Projects, LLC - 58 Seber Shores Dr - PV Systems | Solar Generation Projects, LLC - 58 Seber Shores Dr - PV Systems | 3060.72 |  | E - Mohawk Valley | Solar PV | 3060.72 | 0 | 0 | 0 | 0 | 0 | 0 | 0 | 0 | 0 | 0 | 0 | SunLight General Capital, LLC | 1 | 2023-06-22 |  |  |  |  | TRUE
2996 | 2951 | 3157 | Stockholm Solar - 52 Wells Rd |  | Stockholm Solar, LLC - 52 Wells Rd - PV Systems | Stockholm Solar, LLC - 52 Wells Rd - PV Systems | 4517.37 |  | E - Mohawk Valley | Solar PV | 4517.37 | 0 | 0 | 0 | 0 | 0 | 0 | 0 | 0 | 0 | 0 | 0 | Nexamp | 1 | 2023-07-07 |  |  |  |  | TRUE
2997 | 2952 | 3158 | Mendon Renewables - 632 Quaker Meeting House Road |  | Mendon Renewables, LLC - 632 Quaker Meeting House Road - PV Systems | Mendon Renewables, LLC - 632 Quaker Meeting House Road - PV Systems | 6456.45 |  | B - Genessee | Solar PV | 6456.45 | 0 | 0 | 0 | 0 | 0 | 0 | 0 | 0 | 0 | 0 | 0 | Nexamp | 1 | 2023-07-10 |  |  |  |  | TRUE
2998 | 2953 | 3159 | Bangor Solar, LLC - 2739 State Route 11B |  | Bangor Solar, LLC - 2739 State Route 11B - PV Systems | Bangor Solar, LLC - 2739 State Route 11B - PV Systems | 6791.85 |  | E - Mohawk Valley | Solar PV | 6791.85 | 0 | 0 | 0 | 0 | 0 | 0 | 0 | 0 | 0 | 0 | 0 | Nexamp | 1 | 2023-07-13 |  |  |  |  | TRUE
2999 | 2954 | 3160 | Cablevision |  | Cablevision |  | 1500 |  | I - Dunwoodie | Fuel Cell | 1500 | 0 | 0 | 0 | 0 | 0 | 0 | 0 | 0 | 0 | 0 | 0 | Bloom Energy | 1 | 2023-07-14 |  |  |  |  | TRUE | FALSE | FALSE | FALSE | FALSE
3000 | 2955 | 3161 | Cairo NY 1, LLC - 258 Old Route 23 |  | Cairo NY 1, LLC - 258 Old Route 23 - PV Systems | Cairo NY 1, LLC - 258 Old Route 23 - PV Systems | 3013.54 |  | G - Hudson Valley | Solar PV | 3013.54 | 0 | 0 | 0 | 0 | 0 | 0 | 0 | 0 | 0 | 0 | 0 | Nexamp | 1 | 2023-07-22 |  |  |  |  | TRUE
3001 | 2956 | 3162 | Canisteo Solar I, LLC - 6253 County Road 64 |  | Canisteo Solar I, LLC - 6253 County Road 64 - PV Systems | Canisteo Solar I, LLC - 6253 County Road 64 - PV Systems | 6468.15 |  | C - Central | Solar PV | 6468.15 | 0 | 0 | 0 | 0 | 0 | 0 | 0 | 0 | 0 | 0 | 0 | Nexamp | 1 | 2023-08-01 |  |  |  |  | TRUE
3002 | 2957 | 3163 | Dimension Energy - 9350 Dunkleman Hill Rd |  | Dimension Energy - 9350 Dunkleman Hill Rd - PV Systems | Dimension Energy - 9350 Dunkleman Hill Rd - PV Systems | 7006.25 |  | A - West | Solar PV | 7006.25 | 0 | 0 | 0 | 0 | 0 | 0 | 0 | 0 | 0 | 0 | 0 | Nexamp | 1 | 2023-08-06 |  |  |  |  | TRUE
3003 | 2958 | 3164 | Niagara Depot Solar, LLC - 7105 Lockport Rd |  | Niagara Depot Solar, LLC - 7105 Lockport Rd - PV Systems | Niagara Depot Solar, LLC - 7105 Lockport Rd - PV Systems | 4254.12 |  | A - West | Solar PV | 4254.12 | 0 | 0 | 0 | 0 | 0 | 0 | 0 | 0 | 0 | 0 | 0 | Nexamp | 1 | 2023-08-01 |  |  |  |  | TRUE
3004 | 2959 | 3165 | The Brevard |  | The Brevard | The Brevard | 200 |  | J - New York City | CHP | 100 | 613 | 0 | 0 | 0 | 0 | 0 | 0 | 0 | 0 | 0 | 0 | En-Power Group | 1 | 2023-07-21 |  |  |  | TRUE | TRUE | TRUE
3005 | 2960 | 3166 | Old Mill Road Solar - 1239 NY-9H |  | Old Mill Road Solar A, LLC - 1239 RT9H - PV Systems | Old Mill Road Solar A, LLC - 1239 RT9H - PV Systems | 6890 |  | F - Capital | Solar PV | 6890 | 0 | 0 | 0 | 0 | 0 | 0 | 0 | 0 | 0 | 0 | 0 | Nexamp | 1 | 2023-08-27 |  |  |  |  | TRUE
3006 | 2961 | 3166 | Old Mill Road Solar - 1239 NY-9H |  | Old Mill Road Solar B, LLC - 1239 RT9H - PV Systems | Old Mill Road Solar B, LLC - 1239 RT9H - PV Systems | 6890 |  | F - Capital | Solar PV | 6890 | 0 | 0 | 0 | 0 | 0 | 0 | 0 | 0 | 0 | 0 | 0 | Nexamp | 1 | 2023-08-26 |  |  |  |  | TRUE
3007 | 2962 | 3167 | Mohawk View Solar LLC - 709 Van Epps |  | Mohawk View Solar LLC - 709 Van Epps Rd - PV Systems | Mohawk View Solar LLC - 709 Van Epps Rd - PV Systems | 7442.28 |  | F - Capital | Solar PV | 7442.28 | 0 | 0 | 0 | 0 | 0 | 0 | 0 | 0 | 0 | 0 | 0 | DG New York CS | 1 | 2023-08-28 |  |  |  |  | TRUE
3008 | 2963 | 3168 | Van Epps Solar, LLC - 677 Van Epps |  | Van Epps Solar, LLC - 677 Van Epps Rd, - PV Systems | Van Epps Solar, LLC - 677 Van Epps Rd, - PV Systems | 7449.3 |  | F - Capital | Solar PV | 7449.3 | 0 | 0 | 0 | 0 | 0 | 0 | 0 | 0 | 0 | 0 | 0 | DG New York CS | 1 | 2023-08-28 |  |  |  |  | TRUE
3009 | 2964 | 3169 | Medline Industries, Inc. - 506 NY-416 |  | Medline Industries, Inc. - 506 NY416 - PV Systems | Medline Industries, Inc. - 506 NY416 - PV Systems | 7220.07 |  | G - Hudson Valley | Solar PV | 7220.07 | 0 | 0 | 0 | 0 | 0 | 0 | 0 | 0 | 0 | 0 | 0 | EnterSolar, LLC | 1 | 2023-08-29 |  |  |  |  | TRUE
3010 | 2965 | 3170 | Solar Farms New York - Cayuga County Community Solar Farm |  | Solar Farms New York - Cayuga County Community Solar Farm | Solar Farms New York - Cayuga County Community Solar Farm | 4770.22 |  | C - Central | Solar PV | 4770.22 | 0 | 0 | 0 | 0 | 0 | 0 | 0 | 0 | 0 | 0 | 0 | Distributed Asset Solutions LLC | 1 | 2023-08-10 |  |  |  |  | TRUE
3011 | 2966 | 3171 | U.S. Light Energy - 6948 Rome Oriskany Rd |  | U.S. Light Energy - 6948 Rome Oriskany Rd - PV Systems | U.S. Light Energy - 6948 Rome Oriskany Rd - PV Systems | 4506.62 |  | E - Mohawk Valley | Solar PV | 4506.62 | 0 | 0 | 0 | 0 | 0 | 0 | 0 | 0 | 0 | 0 | 0 | U.S. Light Energy | 1 | 2023-09-01 |  |  |  |  | TRUE
3013 | 2968 | 3173 | SSC Oswego LLC - 8341 State Route 104 |  | SSC Oswego LLC - 8341 State Rte 104 - PV Systems | SSC Oswego LLC - 8341 State Rte 104 - PV Systems | 3032.64 |  | C - Central | Solar PV | 3032.64 | 0 | 0 | 0 | 0 | 0 | 0 | 0 | 0 | 0 | 0 | 0 | Soltec America LLC | 1 | 2023-09-01 |  |  |  |  | TRUE
3014 | 2969 | 3174 | ELP Kipp Solar LLC - 219 Kipp Rd |  | ELP Kipp Solar LLC - 219 Kipp Rd - PV Systems | ELP Kipp Solar LLC - 219 Kipp Rd - PV Systems | 5016 |  | F - Capital | Solar PV | 5016 | 0 | 0 | 0 | 0 | 0 | 0 | 0 | 0 | 0 | 0 | 0 | Brookfield Renewable DG US Operations, LLC | 1 | 2023-09-20 |  |  |  |  | TRUE
3015 | 2970 | 3175 | EDF Renewables Distributed Solutions Inc. - 5693 CR6 |  | EDF Renewables Distributed Solutions Inc. - 5693 CR6 - PV Systems | EDF Renewables Distributed Solutions Inc. - 5693 CR6 - PV Systems | 6699.03 |  | E - Mohawk Valley | Solar PV | 6699.03 | 0 | 0 | 0 | 0 | 0 | 0 | 0 | 0 | 0 | 0 | 0 | CleanCapital Holdings LLC | 1 | 2023-09-23 |  |  |  |  | TRUE
3016 | 2971 | 3176 | EDF Renewables Distributed Solutions Inc. - 5704 CR6 |  | EDF Renewables Distributed Solutions Inc. - 5704 Couny Route 6 - PV Systems | EDF Renewables Distributed Solutions Inc. - 5704 Couny Route 6 - PV Systems | 6703.32 |  | E - Mohawk Valley | Solar PV | 6703.32 | 0 | 0 | 0 | 0 | 0 | 0 | 0 | 0 | 0 | 0 | 0 | CleanCapital Holdings LLC | 1 | 2023-09-22 |  |  |  |  | TRUE
3017 | 2972 | 3177 | Whaling Solar LLC - 10601 Hulser Rd |  | Whaling Solar LLC - 10601 Hulser Rd - PV Systems | Whaling Solar LLC - 10601 Hulser Rd - PV Systems | 4532.1 |  | E - Mohawk Valley | Solar PV | 4532.1 | 0 | 0 | 0 | 0 | 0 | 0 | 0 | 0 | 0 | 0 | 0 | Distributed Solar Operations, LLC | 1 | 2023-09-23 |  |  |  |  | TRUE
3018 | 2973 | 3148 | Elmbrook Solar, LLC - 2191 Brookview Road |  | Elmbrook Solar, LLC - 2191 Brookview Road |  | 4500 |  | F - Capital | Energy Storage | 0 | 0 | 4500 | 9000 | 0 | 0 | 0 | 0 | 0 | 0 | 0 | 0 | ASA Holdings NY I LLC | 1 | 2023-08-01 |  |  |  |  | TRUE
3019 | 2974 | 3178 | ASA Volney NY Solar I LLC |  | ASA Volney NY Solar I LLC | ASA Volney NY Solar I LLC | 6252.4 |  | C - Central | Solar PV | 6252.4 | 0 | 0 | 0 | 0 | 0 | 0 | 0 | 0 | 0 | 0 | 0 | ASA Holdings NY I LLC | 1 | 2023-09-01 |  |  |  |  | TRUE
3020 | 2975 | 3179 | Iron Mountain Info - 694 Binnewater Rd Main |  | Iron Mountain Info - 694 Binnewater Rd Main - PV Systems | Iron Mountain Info - 694 Binnewater Rd Main - PV Systems | 1555.26 |  | G - Hudson Valley | Solar PV | 1555.26 | 0 | 0 | 0 | 0 | 0 | 0 | 0 | 0 | 0 | 0 | 0 | GenPro Energy Solutions, LLC | 1 | 2023-10-01 |  |  |  |  | TRUE
3021 | 2976 | 3180 | DG New York CS, LLC - 2800 Swett Rd |  | DG New York CS, LLC - 2800 Swett Rd - PV Systems | DG New York CS, LLC - 2800 Swett Rd - PV Systems | 3812.38 |  | B - Genessee | Solar PV | 3812.38 | 0 | 0 | 0 | 0 | 0 | 0 | 0 | 0 | 0 | 0 | 0 | DG New York CS | 1 | 2023-10-04 |  |  |  |  | TRUE
3022 | 2977 | 3181 | Delaware River Solar, LLC - 54 Old Catskill Tpke |  | Delaware River Solar, LLC - 54 Old Catskill Tpke - PV Systems | Delaware River Solar, LLC - 54 Old Catskill Tpke - PV Systems | 5313.6 |  | C - Central | Solar PV | 5313.6 | 0 | 0 | 0 | 0 | 0 | 0 | 0 | 0 | 0 | 0 | 0 | Generate Capital, Inc. | 1 | 2023-10-03 |  |  |  |  | TRUE
3023 | 2978 | 3182 | Hanover PV, LLC - 1321 route 5&20 |  | Hanover PV, LLC - 1321 route 5&20 - PV Systems | Hanover PV, LLC - 1321 route 5&20 - PV Systems | 6739.2 |  | A - West | Solar PV | 6739.2 | 0 | 0 | 0 | 0 | 0 | 0 | 0 | 0 | 0 | 0 | 0 | Soltec America LLC | 1 | 2023-10-18 |  |  |  |  | TRUE
3024 | 2979 | 3183 | Cedar Hill Solar, LLC - 2579 Brookview Rd |  | Cedar Hill Solar, LLC - 2579 Brookview Rd - PV Systems | Cedar Hill Solar, LLC - 2579 Brookview Rd - PV Systems | 7572.96 |  | F - Capital | Solar PV | 7572.96 | 0 | 0 | 0 | 0 | 0 | 0 | 0 | 0 | 0 | 0 | 0 | ASA Holdings NY I LLC | 1 | 2023-09-01 |  |  |  |  | TRUE
3025 | 2980 | 3184 | SSC Scriba LLC - 5859 State Route 104 |  | SSC Scriba LLC - 5859 State Route 104 - PV Systems | SSC Scriba LLC - 5859 State Route 104 - PV Systems | 6739.2 |  | C - Central | Solar PV | 6739.2 | 0 | 0 | 0 | 0 | 0 | 0 | 0 | 0 | 0 | 0 | 0 | Soltec America LLC | 1 | 2023-10-18 |  |  |  |  | TRUE
3026 | 2981 | 3185 | ClearPath Energy LLC - 340 Route 11 |  | ClearPath Energy LLC - 340 Route 11 - PV Systems | ClearPath Energy LLC - 340 Route 11 - PV Systems | 6752.2 |  | C - Central | Solar PV | 6752.2 | 0 | 0 | 0 | 0 | 0 | 0 | 0 | 0 | 0 | 0 | 0 | ClearPath Energy LLC | 1 | 2023-10-27 |  |  |  |  | TRUE
3027 | 2982 | 3186 | AC Power 14, LLC - 20 Shisler Road |  | AC Power 14, LLC - 20 Shisler Road - PV Systems | AC Power 14, LLC - 20 Shisler Road - PV Systems | 6640.92 |  | A - West | Solar PV | 6640.92 | 0 | 0 | 0 | 0 | 0 | 0 | 0 | 0 | 0 | 0 | 0 | Catalyze Holdings LLC | 1 | 2023-10-16 |  |  |  |  | TRUE
3028 | 2983 | 3187 | AC Power, LLC - 10 Shisler Road |  | AC Power, LLC - 0 Shisler Road - PV Systems | AC Power, LLC - 0 Shisler Road - PV Systems | 6065.28 |  | A - West | Solar PV | 6065.28 | 0 | 0 | 0 | 0 | 0 | 0 | 0 | 0 | 0 | 0 | 0 | Catalyze Holdings LLC | 1 | 2023-10-17 |  |  |  |  | TRUE
3029 | 2984 | 3188 | C2 NY Sentinel Heights Solar - 3500 Sentinel Heights Rd |  | C2 NY Sentinel Heights Solar, LLC - 3500 Sentinel Heights Rd - PV Systems | C2 NY Sentinel Heights Solar, LLC - 3500 Sentinel Heights Rd - PV Systems | 4871.23 |  | C - Central | Solar PV | 4871.23 | 0 | 0 | 0 | 0 | 0 | 0 | 0 | 0 | 0 | 0 | 0 | EDP NA Distributed Generation LLC | 1 | 2023-10-31 |  |  |  |  | TRUE
3030 | 2985 | 3189 | U.S. Light Energy - 4535 State Route 104 |  | U.S. Light Energy - 4535 State Route 104 - PV Systems | U.S. Light Energy - 4535 State Route 104 - PV Systems | 7211.4 |  | C - Central | Solar PV | 7211.4 | 0 | 0 | 0 | 0 | 0 | 0 | 0 | 0 | 0 | 0 | 0 | ClearPath Energy LLC | 1 | 2023-11-06 |  |  |  |  | TRUE
3031 | 2986 | 3190 | Saratoga Solar IV - 781 Route 29 |  | Saratoga Solar IV, LLC - 781 Route 29 - PV Systems | Saratoga Solar IV, LLC - 781 Route 29 - PV Systems | 4222.8 |  | F - Capital | Solar PV | 4222.8 | 0 | 0 | 0 | 0 | 0 | 0 | 0 | 0 | 0 | 0 | 0 | Green Street Power Partners, LLC | 1 | 2023-11-02 |  |  |  |  | TRUE
3032 | 2987 | 3191 | SSC Lysander LLC - 8071 River Rd |  | SSC Lysander LLC - 8071 River Rd - PV Systems | SSC Lysander LLC - 8071 River Rd - PV Systems | 4717.44 |  | C - Central | Solar PV | 4717.44 | 0 | 0 | 0 | 0 | 0 | 0 | 0 | 0 | 0 | 0 | 0 | Soltec America LLC | 1 | 2023-10-26 |  |  |  |  | TRUE
3033 | 2988 | 3192 | Bullitt Farm Solar - 6878 Fox Rd |  | Bullitt Farm Solar, LLC - 6878 Fox Rd - PV Systems | Bullitt Farm Solar, LLC - 6878 Fox Rd - PV Systems | 6550.31 |  | E - Mohawk Valley | Solar PV | 6550.31 | 0 | 0 | 0 | 0 | 0 | 0 | 0 | 0 | 0 | 0 | 0 | Generate Capital, Inc. | 1 | 2023-11-01 |  |  |  |  | TRUE
3034 | 2989 | 3193 | DG New York CS, LLC - Ver Plank Road |  | DG New York CS, LLC - Ver Plank Road Parcel # 030.0105.1 a - PV Systems | DG New York CS, LLC - Ver Plank Road Parcel # 030.0105.1 a - PV Systems | 7190.04 |  | C - Central | Solar PV | 7190.04 | 0 | 0 | 0 | 0 | 0 | 0 | 0 | 0 | 0 | 0 | 0 | DG New York CS | 1 | 2023-11-16 |  |  |  |  | TRUE
3035 | 2990 | 3194 | Delaware River Solar, LLC - 5520 Eddy Ridge Rd |  | Delaware River Solar, LLC - 5520 Eddy Ridge Rd - PV Systems | Delaware River Solar, LLC - 5520 Eddy Ridge Rd - PV Systems | 3264.52 |  | B - Genessee | Solar PV | 3264.52 | 0 | 0 | 0 | 0 | 0 | 0 | 0 | 0 | 0 | 0 | 0 | Generate Capital, Inc. | 1 | 2023-10-20 |  |  |  |  | TRUE
3037 | 2992 | 3196 | Janiak Solar, LLC - 1260 Mountain Rd |  | Janiak Solar, LLC - 1260 Mountain Rd - PV Systems | Janiak Solar, LLC - 1260 Mountain Rd - PV Systems | 3005.73 |  | G - Hudson Valley | Solar PV | 3005.73 | 0 | 0 | 0 | 0 | 0 | 0 | 0 | 0 | 0 | 0 | 0 | Generate Capital, Inc. | 1 | 2023-11-20 |  |  |  |  | TRUE
3038 | 2993 | 3197 | Affordable Housing - 42160 Airport Rd |  | Affordable Housing - 42160 Airport Rd Wawayanda, Tax Lot - PV Systems | Affordable Housing - 42160 Airport Rd Wawayanda, Tax Lot - PV Systems | 6688.44 |  | G - Hudson Valley | Solar PV | 6688.44 | 0 | 0 | 0 | 0 | 0 | 0 | 0 | 0 | 0 | 0 | 0 | Solar Energy Systems, LLC | 1 | 2023-12-09 |  |  |  |  | TRUE
3041 | 2996 | 3199 | Delaware River Solar, LLC - 3035 Ridgeway Ave 1 & 2 |  | Delaware River Solar, LLC - 3035 Ridgeway Ave - PV Systems | Delaware River Solar, LLC - 3035 Ridgeway Ave - PV Systems | 6903 |  | B - Genessee | Solar PV | 6903 | 0 | 0 | 0 | 0 | 0 | 0 | 0 | 0 | 0 | 0 | 0 | Generate Capital, Inc. | 1 | 2024-02-01 |  |  |  |  | TRUE
3042 | 2997 | 3199 | Delaware River Solar, LLC - 3035 Ridgeway Ave 1 & 2 |  | Delaware River Solar, LLC - 3035 Ridgeway Ave #2 - PV Systems | Delaware River Solar, LLC - 3035 Ridgeway Ave #2 - PV Systems | 3582.6 |  | B - Genessee | Solar PV | 3582.6 | 0 | 0 | 0 | 0 | 0 | 0 | 0 | 0 | 0 | 0 | 0 | Generate Capital, Inc. | 1 | 2023-12-27 |  |  |  |  | TRUE
3043 | 2998 | 3200 | Solar Farms New York - Town of Elbridge Community Solar Farm |  | Solar Farms New York - Town of Elbridge Community Solar Farm | Solar Farms New York - Town of Elbridge Community Solar Farm | 3569.67 |  | C - Central | Solar PV | 3569.67 | 0 | 0 | 0 | 0 | 0 | 0 | 0 | 0 | 0 | 0 | 0 | Distributed Asset Solutions LLC | 1 | 2023-12-18 |  |  |  |  | TRUE
3044 | 2999 | 3201 | Stillwater Renewables, LLC - 36 Stillwater Bridge Road |  | Stillwater Renewables, LLC - 36 Stillwater Bridge Road - PV Systems | Stillwater Renewables, LLC - 36 Stillwater Bridge Road - PV Systems | 3980.34 |  | F - Capital | Solar PV | 3980.34 | 0 | 0 | 0 | 0 | 0 | 0 | 0 | 0 | 0 | 0 | 0 | Nexamp | 1 | 2024-01-10 |  |  |  |  | TRUE
3045 | 3000 | 3202 | Solar Farms New York - City of Auburn Community Solar Farm |  | Solar Farms New York - City of Auburn Community Solar Farm | Solar Farms New York - City of Auburn Community Solar Farm | 6765.21 |  | C - Central | Solar PV | 6765.21 | 0 | 0 | 0 | 0 | 0 | 0 | 0 | 0 | 0 | 0 | 0 | Distributed Asset Solutions LLC | 1 | 2023-12-18 |  |  |  |  | TRUE
3046 | 3001 | 3203 | ASA Holdings NY I LLC South- 2496 County Route 17 |  | ASA Holdings NY I LLC South- 2496 County Route 17 - PV Systems | ASA Holdings NY I LLC South- 2496 County Route 17 - PV Systems | 3870.16 |  | E - Mohawk Valley | Solar PV | 3870.16 | 0 | 0 | 0 | 0 | 0 | 0 | 0 | 0 | 0 | 0 | 0 | ASA Holdings NY I LLC | 1 | 2024-01-22 |  |  |  |  | TRUE
3047 | 3002 | 3204 | ASA Holdings NY I LLC - 2536 County Route 17 (North) |  | ASA Holdings NY I LLC - 2536 County Route 17 (North) - PV Systems | ASA Holdings NY I LLC - 2536 County Route 17 (North) - PV Systems | 6026.02 |  | E - Mohawk Valley | Solar PV | 6026.02 | 0 | 0 | 0 | 0 | 0 | 0 | 0 | 0 | 0 | 0 | 0 | ASA Holdings NY I LLC | 1 | 2024-01-22 |  |  |  |  | TRUE
3048 | 3003 | 3205 | Route 30 Solar - 4487D St HWY 30 |  | Route 30 Solar - 4487D St HWY 30, - PV Systems | Route 30 Solar - 4487D St HWY 30, - PV Systems | 1297.12 |  | F - Capital | Solar PV | 1297.12 | 0 | 0 | 0 | 0 | 0 | 0 | 0 | 0 | 0 | 0 | 0 | Active Solar Development LLC | 1 | 2024-01-16 |  |  |  |  | TRUE
3049 | 3004 | 3206 | SGP - 491 Sawkill Road |  | Solar Generation Projects, LLC - 491 Sawkill Road - PV Systems | Solar Generation Projects, LLC - 491 Sawkill Road - PV Systems | 6935.76 |  | G - Hudson Valley | Solar PV | 6935.76 | 0 | 0 | 0 | 0 | 0 | 0 | 0 | 0 | 0 | 0 | 0 | U.S. Light Energy | 1 | 2024-01-24 |  |  |  |  | TRUE
3050 | 3005 | 3207 | Dowmont Solar - 191 Dowmont Rd |  | Dowmont Solar, LLC - 191 Dowmont Rd - PV Systems | Dowmont Solar, LLC - 191 Dowmont Rd - PV Systems | 7022.31 |  | F - Capital | Solar PV | 7022.31 | 0 | 0 | 0 | 0 | 0 | 0 | 0 | 0 | 0 | 0 | 0 | REC Solar Commercial Corporation | 1 | 2024-02-02 |  |  |  |  | TRUE
3051 | 3006 | 3208 | IPPsolar Evergreen - Route 209 and Maple Crest |  | IPPsolar Evergreen LLC - Route 209 and Maple Crest Drive - PV Systems | IPPsolar Evergreen LLC - Route 209 and Maple Crest Drive - PV Systems | 7452 |  | G - Hudson Valley | Solar PV | 7452 | 0 | 0 | 0 | 0 | 0 | 0 | 0 | 0 | 0 | 0 | 0 | IPPsolar | 1 | 2024-02-01 |  |  |  |  | TRUE
3052 | 3007 | 3209 | Saratoga Solar III, LLC - 461 Sodeman Rd |  | Saratoga Solar III, LLC - 461 SODEMAN RD- PV Systems | Saratoga Solar III, LLC - 461 SODEMAN RD- PV Systems | 4597.2 |  | F - Capital | Solar PV | 4597.2 | 0 | 0 | 0 | 0 | 0 | 0 | 0 | 0 | 0 | 0 | 0 | Green Street Power Partners, LLC | 1 | 2024-02-01 |  |  |  |  | TRUE
3053 | 3008 | 3210 | Herrington Solar LLC - 33 Bracken Rd |  | Herrington Solar LLC - 33 Bracken Rd - PV Systems | Herrington Solar LLC - 33 Bracken Rd - PV Systems | 7304.4 |  | F - Capital | Solar PV | 7304.4 | 0 | 0 | 0 | 0 | 0 | 0 | 0 | 0 | 0 | 0 | 0 | DG New York CS | 1 | 2024-02-03 |  |  |  |  | TRUE
3054 | 3009 | 3211 | ClearPath Energy - 7194 Brewery Rd |  | ClearPath Energy - 7194 Brewery Rd - PV Systems | ClearPath Energy - 7194 Brewery Rd - PV Systems | 4562.48 |  | E - Mohawk Valley | Solar PV | 4562.48 | 0 | 0 | 0 | 0 | 0 | 0 | 0 | 0 | 0 | 0 | 0 | ClearPath Energy LLC | 1 | 2024-02-06 |  |  |  |  | TRUE
3055 | 3010 | 3212 | Potsdam Community Solar 2, LLC - 7700 Highway 11 |  | Potsdam Community Solar 2, LLC - 7700 US Highway 11 - PV Systems | Potsdam Community Solar 2, LLC - 7700 US Highway 11 - PV Systems | 6388.2 |  | E - Mohawk Valley | Solar PV | 6388.2 | 0 | 0 | 0 | 0 | 0 | 0 | 0 | 0 | 0 | 0 | 0 | Catalyze Holdings LLC | 1 | 2024-02-12 |  |  |  |  | TRUE
3056 | 3011 | 3213 | Hidden Meadows Solar - 1170 Mahaffy Rd |  | Hidden Meadows Solar, LLC - 1170 Mahaffy Rd - PV Systems | Hidden Meadows Solar, LLC - 1170 Mahaffy Rd - PV Systems | 7024.285 |  | F - Capital | Solar PV | 7024.285 | 0 | 0 | 0 | 0 | 0 | 0 | 0 | 0 | 0 | 0 | 0 | REC Solar Commercial Corporation | 1 | 2024-02-15 |  |  |  |  | TRUE
3057 | 3012 | 3214 | Building X, LLC - 255 Ship Canal Pkwy |  | Building X, LLC - 255 Ship Canal Pkwy - PV Systems | Building X, LLC - 255 Ship Canal Pkwy - PV Systems | 5195.52 |  | A - West | Solar PV | 5195.52 | 0 | 0 | 0 | 0 | 0 | 0 | 0 | 0 | 0 | 0 | 0 | Solar Liberty | 1 | 2024-02-20 |  |  |  |  | TRUE
3058 | 3013 | 3215 | AETS State Route 5 LLC - 5918 State Route 5 |  | AETS State Route 5 LLC - 5918 State Route 5 - PV Systems | AETS State Route 5 LLC - 5918 State Route 5 - PV Systems | 5850.6 |  | E - Mohawk Valley | Solar PV | 5850.6 | 0 | 0 | 0 | 0 | 0 | 0 | 0 | 0 | 0 | 0 | 0 | OYA Solar NY LP | 1 | 2024-03-01 |  |  |  |  | TRUE
3059 | 3014 | 3216 | SSC Cicero LLC - 5827 McKinley Rd |  | SSC Cicero LLC - 5827 McKinley Rd - PV System | SSC Cicero LLC - 5827 McKinley Rd - PV System | 6991.92 |  | C - Central | Solar PV | 6991.92 | 0 | 0 | 0 | 0 | 0 | 0 | 0 | 0 | 0 | 0 | 0 | Soltec America LLC | 1 | 2024-03-04 |  |  |  |  | TRUE
3060 | 3015 | 3217 | Omni Navitas Holdings, LLC - 126 Little Bow Road North |  | Omni Navitas Holdings, LLC - 126 Little Bow Road North - PV Systems | Omni Navitas Holdings, LLC - 126 Little Bow Road North - PV Systems | 6424.08 |  | E - Mohawk Valley | Solar PV | 6424.08 | 0 | 0 | 0 | 0 | 0 | 0 | 0 | 0 | 0 | 0 | 0 | Green Street Power Partners, LLC | 1 | 2024-02-22 |  |  |  |  | TRUE
3061 | 3016 | 3218 | Saturn Power Corporation - 3570 Stone Quarry Rd |  | Saturn Power Corporation - 3570 Stone Quarry Rd - PV Systems | Saturn Power Corporation - 3570 Stone Quarry Rd - PV Systems | 6398.6 |  | A - West | Solar PV | 6398.6 | 0 | 0 | 0 | 0 | 0 | 0 | 0 | 0 | 0 | 0 | 0 | CVE North America, Inc. | 1 | 2024-03-01 |  |  |  |  | TRUE
3062 | 3017 | 3219 | Saturn Power Corporation - 10035 Christy Rd |  | Saturn Power Corporation - 10035 Christy Rd - PV Systems | Saturn Power Corporation - 10035 Christy Rd - PV Systems | 4381.65 |  | A - West | Solar PV | 4381.65 | 0 | 0 | 0 | 0 | 0 | 0 | 0 | 0 | 0 | 0 | 0 | CVE North America, Inc. | 1 | 2024-03-01 |  |  |  |  | TRUE
3063 | 3018 | 3220 | Wildcat Renewables, LLC - 7061 Slayton Settlement Rd |  | Wildcat Renewables, LLC - 7061 Slayton Settlement Rd - PV Systems | Wildcat Renewables, LLC - 7061 Slayton Settlement Rd - PV Systems | 2593.11 |  | A - West | Solar PV | 2593.11 | 0 | 0 | 0 | 0 | 0 | 0 | 0 | 0 | 0 | 0 | 0 | Wildcat Renewables, LLC | 1 | 2024-03-28 |  |  |  |  | TRUE
3064 | 3019 | 3221 | Wildcat Renewables, LLC - 7068 Slayton Settlement Rd |  | Wildcat Renewables, LLC - 7068 Slayton Settlement Rd - PV Systems | Wildcat Renewables, LLC - 7068 Slayton Settlement Rd - PV Systems | 6532.37 |  | A - West | Solar PV | 6532.37 | 0 | 0 | 0 | 0 | 0 | 0 | 0 | 0 | 0 | 0 | 0 | Wildcat Renewables, LLC | 1 | 2024-03-28 |  |  |  |  | TRUE
3065 | 3020 | 3222 | Triboro Center |  | Centers - Triboro/DOJ | Centers - Triboro/DOJ | 400 |  | J - New York City | CHP | 400 | 2572.8 | 0 | 0 | 0 | 0 | 0 | 0 | 0 | 0 | 0 | 0 | Aegis Energy Services, Inc. | 4 | 2024-02-21 |  |  |  | FALSE | TRUE | TRUE | TRUE | TRUE
3066 | 3021 | 3223 | CVE North America, Inc. - 3625 Lockport Rd |  | CVE North America, Inc. - 3625 Lockport Rd - PV Systems | CVE North America, Inc. - 3625 Lockport Rd - PV Systems | 5665.44 |  | A - West | Solar PV | 5665.44 | 0 | 0 | 0 | 0 | 0 | 0 | 0 | 0 | 0 | 0 | 0 | CVE North America, Inc. | 1 | 2024-03-01 |  |  |  |  | TRUE
3067 | 3022 | 3224 | Saturn Power Corporation - 7484 4th Section Rd |  | Saturn Power Corporation - 7484 4th Section Rd - PV Systems | Saturn Power Corporation - 7484 4th Section Rd - PV Systems | 4590.3 |  | A - West | Solar PV | 4590.3 | 0 | 0 | 0 | 0 | 0 | 0 | 0 | 0 | 0 | 0 | 0 | CVE North America, Inc. | 1 | 2024-04-01 |  |  |  |  | TRUE
3068 | 3023 | 3225 | Saturn Power Corporation - 7397 4th Section Rd |  | Saturn Power Corporation - 7397 Fourth Section Rd - PV Systems | Saturn Power Corporation - 7397 Fourth Section Rd - PV Systems | 6495.97 |  | A - West | Solar PV | 6495.97 | 0 | 0 | 0 | 0 | 0 | 0 | 0 | 0 | 0 | 0 | 0 | CVE North America, Inc. | 1 | 2024-04-01 |  |  |  |  | TRUE
3069 | 3024 | 3226 | Helios Energy New York LLC - 980 Redman Rd |  | Helios Energy New York 2 LLC - 980 Redman Rd - PV Systems | Helios Energy New York 2 LLC - 980 Redman Rd - PV Systems | 6739.2 |  | A - West | Solar PV | 6739.2 | 0 | 0 | 0 | 0 | 0 | 0 | 0 | 0 | 0 | 0 | 0 | DG New York CS | 1 | 2024-04-01 |  |  |  |  | TRUE | [6 empty] | TRUE
3070 | 3025 | 3226 | Helios Energy New York LLC - 980 Redman Rd |  | Helios Energy New York 9 LLC - 980 Redman Rd - PV Systems | Helios Energy New York 9 LLC - 980 Redman Rd - PV Systems | 6739.2 |  | A - West | Solar PV | 6739.2 | 0 | 0 | 0 | 0 | 0 | 0 | 0 | 0 | 0 | 0 | 0 | DG New York CS | 1 | 2024-04-01 |  |  |  |  | TRUE | [6 empty] | TRUE
3071 | 3026 | 3228 | Taft Solar LLC - 6966 E Taft Rd |  | Taft Solar LLC - 6966 E Taft Rd - PV Systems | Taft Solar LLC - 6966 E Taft Rd - PV Systems | 4364.785 |  | C - Central | Solar PV | 4364.785 | 0 | 0 | 0 | 0 | 0 | 0 | 0 | 0 | 0 | 0 | 0 | Distributed Solar Operations, LLC | 1 | 2024-04-07 |  |  |  |  | TRUE | [6 empty] | TRUE
3072 | 3027 | 3229 | Locust Solar LLC - 22 Locus Avenue |  | Locust Solar LLC - 22 Locus Avenue - PV Systems | Locust Solar LLC - 22 Locus Avenue - PV Systems | 6734.71 |  | C - Central | Solar PV | 6734.71 | 0 | 0 | 0 | 0 | 0 | 0 | 0 | 0 | 0 | 0 | 0 | Distributed Solar Operations, LLC | 1 | 2024-04-07 |  |  |  |  | TRUE | [6 empty] | TRUE
3073 | 3028 | 3230 | Camden Renewables, LLC - 1751 Mexico Road |  | Camden Renewables, LLC - 1751 Mexico Road- PV Systems | Camden Renewables, LLC - 1751 Mexico Road- PV Systems | 3880.89 |  | E - Mohawk Valley | Solar PV | 3880.89 | 0 | 0 | 0 | 0 | 0 | 0 | 0 | 0 | 0 | 0 | 0 | Nexamp | 1 | 2024-04-07 |  |  |  |  | TRUE | [6 empty] | TRUE
3074 | 3029 | 3231 | Abundant Solar Pow - 5701 Bowman Rd |  | Abundant Solar Pow - 5701 Bowman Rd 43.04562668149102, 76 - PV Systems | Abundant Solar Pow - 5701 Bowman Rd 43.04562668149102, 76 - PV Systems | 5728.32 |  | C - Central | Solar PV | 5728.32 | 0 | 0 | 0 | 0 | 0 | 0 | 0 | 0 | 0 | 0 | 0 | Abundant Solar Power | 1 | 2024-02-12 |  |  |  |  | TRUE | [6 empty] | TRUE
3075 | 3030 | 3232 | Beaver Dam Solar 1, LLC - 275 Beaver Dam Road |  | Beaver Dam Solar 1, LLC - 275 Beaver Dam Road - PV Systems | Beaver Dam Solar 1, LLC - 275 Beaver Dam Road - PV Systems | 7592.78 |  | F - Capital | Solar PV | 7592.78 | 0 | 0 | 0 | 0 | 0 | 0 | 0 | 0 | 0 | 0 | 0 | Nexamp | 1 | 2024-04-16 |  |  |  |  | TRUE | [6 empty] | TRUE
3076 | 3031 | 3233 | Grand Island Sunrise LLC - 871 Whitehaven Road |  | Grand Island Sunrise LLC - 871 Whitehaven Road - PV Systems | Grand Island Sunrise LLC - 871 Whitehaven Road - PV Systems | 5700.24 |  | A - West | Solar PV | 5700.24 | 0 | 0 | 0 | 0 | 0 | 0 | 0 | 0 | 0 | 0 | 0 | Catalyze Holdings LLC | 1 | 2024-03-25 |  |  |  |  | TRUE | [6 empty] | TRUE
3077 | 3032 | 3234 | Wadhams Solar, LLC - 6866 State Route 37 |  | Wadhams Solar, LLC - 6866 State Route 37 - PV Systems | Wadhams Solar, LLC - 6866 State Route 37 - PV Systems | 6676.8 |  | E - Mohawk Valley | Solar PV | 6676.8 | 0 | 0 | 0 | 0 | 0 | 0 | 0 | 0 | 0 | 0 | 0 | Nexamp | 1 | 2024-04-17 |  |  |  |  | TRUE | [6 empty] | TRUE
3078 | 3033 | 3235 | Catalyze Holdings, LLC - 3240 W Lake Rd |  | Catalyze Holdings, LLC - 3240 W Lake Rd - PV Systems | Catalyze Holdings, LLC - 3240 W Lake Rd - PV Systems | 6486.48 |  | A - West | Solar PV | 6486.48 | 0 | 0 | 0 | 0 | 0 | 0 | 0 | 0 | 0 | 0 | 0 | Catalyze Holdings LLC | 1 | 2024-03-17 |  |  |  |  | TRUE | [6 empty] | TRUE
3079 | 3034 | 3236 | CVE North America, Inc - 7 Belair Lane |  | CVE North America, Inc - 7 Belair Lane - PV Systems | CVE North America, Inc - 7 Belair Lane - PV Systems | 4885.92 |  | F - Capital | Solar PV | 4885.92 | 0 | 0 | 0 | 0 | 0 | 0 | 0 | 0 | 0 | 0 | 0 | CVE North America, Inc. | 1 | 2024-03-04 |  |  |  |  | TRUE

## DE Resources
DE Resource ID | Project ID | System ID | Facility ID | Unit Manufacturer | Unit Model | Number of Devices | Rated Electric Generation Per Device (kW) | Total Rated Electric Generation (kW) | Rated Heat Generation Per Device (MBtu/h) | Total Rated Heat Generation (MBtu/h) | Rated Electric Discharge Capacity Per Device (kW) | Total Rated Electric Discharge Capacity (kW) | Rated Electric Storage Capacity Per Device (kWh) | Total Rated Electric Storage Capacity (kWh) | Rated Cooling Energy Discharge Capacity Per Device (ton) | Equivalent Electrical Discharge Capacity Per Device from Cooling Sources (kW) | Total Rated Cooling Energy Discharge Capacity (ton) | Total Equivalent Electrical Discharge Capacity from Cooling Sources (kW) | Rated Cooling Energy Storage Capacity Per Device (ton-hour) | Equivalent Electrical Storage Capacity Per Device from Cooling Sources (kWh) | Total Rated Cooling Energy Storage Capacity (ton-hour) | Total Equivalent Electrical Storage Capacity from Cooling Sources (kWh) | Rated Thermal Energy Discharge Capacity Per Device (MBtu/h) | Equivalent Electrical Discharge Capacity Per Device from Thermal Sources (kW) | Total Rated Thermal Energy Discharge Capacity (MBtu/h) | Total Equivalent Electrical Discharge Capacity from Thermal Sources (kW) | Rated Thermal Energy Storage Capacity Per Device (MBtu) | Equivalent Electrical Storage Capacity Per Device from Thermal Sources (kWh) | Total Rated Thermal Energy Storage Capacity (MBtu) | Total Equivalent Electrical Storage Capacity from Thermal Sources (kWh) | ESS Type | ESS Subtype | No. of Prime Movers | Primary Fuel | Prime Mover | Location | Generator | Chiller - Hot Water Driven | Chiller - Exhaust-Fired | Chiller - Steam Driven | Rated Electric Efficiency (% HHV) | Rated CHP Efficiency (% HHV) | Tilt (° from horizontal) | Azimuth (° from North) | Scrubber Type
589 | 98 |  |  |  |  | 1 | 318.99 | 318.99 | [25 empty] | Solar | Solar PV
590 | 303 |  |  | Aegis Energy Services, Inc. | Aegen TP-75LE | 2 | 75 | 150 | 523 | 1046 | [22 empty] | 2 | Natural Gas | Reciprocating Engine | Indoor - Basement | Synchronous Generator | TRUE | FALSE | FALSE | 26.9 | 82.1
592 | 125 |  |  | Capstone Turbine Corporation | C65 ICHP | 1 | 65 | 65 | 251 | 251 | [22 empty] | 1 | Natural Gas | Microturbine | Indoor - Basement | Synchronous Generator | TRUE | FALSE | FALSE | 25 | 71
593 | 399 |  |  |  |  | 1 | 2507.67 | 2507.67 | [25 empty] | Solar |  |  | Inverter | [5 empty] | 25 | 180
594 | 262 |  |  |  |  | 1 | 2152.08 | 2152.08 | [25 empty] | Solar |  |  | Inverter | [5 empty] | 30 | 180
596 | 359 |  |  |  |  | 1 | 372.1 | 372.1 | [25 empty] | Solar |  |  | Inverter
597 | 179 |  |  |  |  | 1 | 325.3 | 325.3 | [25 empty] | Solar |  |  | Inverter | [5 empty] | 3 | 227
598 | 398 |  |  |  |  | 1 | 225.4 | 225.4 | [25 empty] | Solar |  |  | Inverter | [5 empty] | 10 | 162
599 | 198 |  |  |  |  | 1 | 536.25 | 536.25 | [25 empty] | Solar |  |  | Inverter | [5 empty] | 10 | 135
600 | 69 |  |  | MAN | MAN / E 0836 LE 202 | 1 | 100 | 100 | [24 empty] | 1 | Digester Gas | Reciprocating Engine | Indoor - Above Ground | Synchronous Generator | FALSE | FALSE | FALSE |  |  |  |  | Carbon Filter
601 | 341 |  |  |  |  | 1 | 120.78 | 120.78 | [25 empty] | Solar |  |  | Inverter | [5 empty] | 10 | 140
602 | 57 |  |  | Guascor | MGG-950 | 1 | 500 | 500 | [24 empty] | 1 | Digester Gas | Reciprocating Engine | Indoor - Above Ground | Synchronous Generator | FALSE | FALSE | FALSE
603 | 131 |  |  |  |  | 1 | 61.1 | 61.1 | [25 empty] | Solar |  |  | Inverter | [5 empty] | 10 | 194
604 | 308 |  |  |  |  | 1 | 253.26 | 253.26 | [25 empty] | Solar |  |  | Inverter | [5 empty] | 5 | 225
605 | 315 |  |  |  |  | 1 | 442.68 | 442.68 | [25 empty] | Solar |  |  | Inverter | [5 empty] | 11.9 | 157
606 | 312 |  |  | Aegis Energy Services, Inc. | Aegen PowerVerter PV-100 | 1 | 100 | 100 | 642 | 642 | [22 empty] | 1 | Natural Gas | Reciprocating Engine | Indoor - Basement | Inverter | FALSE | FALSE | TRUE | 25.2 | 76.9
612 | 402 |  |  |  |  | 1 | 456.96 | 456.96 | [25 empty] | Solar |  |  | Inverter | [5 empty] | 11.9 | 177
613 | 385 |  |  |  |  | 1 | 248.85 | 248.85 | [25 empty] | Solar |  |  | Inverter | [5 empty] | 5 | 197
614 | 109 |  |  |  |  | 1 | 214.17 | 214.17 | [25 empty] | Solar |  |  | Inverter | [5 empty] | 10 | 208
615 | 390 |  |  | Kawasaki Gas Turbines | Kawasaki GPB 17D | 1 | 1804 | 1804 | [24 empty] | 1 | Natural Gas | Simple-Cycle Gas Turbine | Outdoor - Ground Level/Mounted | Synchronous Generator | FALSE | FALSE | TRUE | 26 | 83.6
616 | 160 |  |  |  |  | 1 | 953.57 | 953.57 | [25 empty] | Solar |  |  | Inverter | [5 empty] | 0 | 0
617 | 317 |  |  |  |  | 1 | 405.8 | 405.8 | [25 empty] | Solar |  |  | Inverter | [5 empty] | 11.9 | 140
619 | 397 |  |  |  |  | 1 | 2423.52 | 2423.52 | [25 empty] | Solar |  |  | Inverter | [5 empty] | 25 | 180
620 | 95 |  |  | Kraft Energy / Man | KMGR-250-4SH | 1 | 250 | 250 | [25 empty] | Natural Gas | Reciprocating Engine |  | Synchronous Generator
621 | 205 |  |  | Guascor | HGM 240 | 1 | 520 | 520 | [24 empty] | 1 | Digester Gas | Reciprocating Engine | Indoor - Above Ground | Induction Generator | FALSE | FALSE | FALSE | 35.8 | 80.2 |  |  | Biological Scrubber
623 | 330 |  |  |  |  | 1 | 623 | 623 | [25 empty] | Solar |  |  | Inverter | [5 empty] | 10 | 178
624 | 209 |  |  |  |  | 1 | 583 | 583 | [25 empty] | Solar |  |  | Inverter | [5 empty] | 0
629 | 73 |  |  |  |  | 2 | 15000 | 30000 | [25 empty] | Natural Gas | Combined-Cycle Gas Turbine
631 | 287 |  |  |  |  | 1 | 435.5 | 435.5 | [25 empty] | Solar |  |  | Inverter | [5 empty] | 11.9 | 212
632 | 250 |  |  |  |  | 1 | 1730.14 | 1730.14 | [25 empty] | Solar |  |  | Inverter | [5 empty] | 30 | 170
633 | 47 |  |  | Guascor | MGG-712 | 1 | 416 | 416 | [24 empty] | 1 | Digester Gas | Reciprocating Engine | Indoor - Above Ground | Synchronous Generator | FALSE | FALSE | FALSE |  |  |  |  | Biological Scrubber
634 | 206 |  |  |  |  | 1 | 2311.2 | 2311.2 | [25 empty] | Solar |  |  | Inverter | [5 empty] | 25 | 135
635 | 203 |  |  |  |  | 1 | 2067.29 | 2067.29 | [25 empty] | Solar |  |  | Inverter | [5 empty] | 20 | 180
636 | 305 |  |  |  |  | 1 | 711.815 | 711.815 | [25 empty] | Solar |  |  | Inverter | [5 empty] | 10 | 195
637 | 301 |  |  |  |  | 1 | 196.02 | 196.02 | [25 empty] | Solar |  |  | Inverter | [5 empty] | 11.9 | 160
638 | 166 |  |  |  |  | 1 | 336.6 | 336.6 | [25 empty] | Solar |  |  | Inverter | [5 empty] | 10 | 179
639 | 188 |  |  |  |  | 1 | 399.6 | 399.6 | [25 empty] | Solar |  |  | Inverter | [5 empty] | 10 | 169
640 | 286 |  |  |  |  | 1 | 785.4 | 785.4 | [25 empty] | Solar |  |  | Inverter | [5 empty] | 3 | 116
641 | 71 |  |  |  |  | 3 | 100 | 300 | [25 empty] | Natural Gas | Reciprocating Engine |  | Inverter
645 | 178 |  |  |  |  | 1 | 390 | 390 | [25 empty] | Solar |  |  | Inverter | [5 empty] | 10 | 180
652 | 3 |  |  | Caterpillar | G3516 | 7 | 800 | 5600 | [25 empty] | Landfill Gas | Reciprocating Engine |  | Synchronous Generator |  |  |  | 30
659 | 114 |  |  | Tecogen, Inc. | CM-60 | 4 | 60 | 240 | [25 empty] | Natural Gas | Reciprocating Engine |  | Induction Generator
662 | 234 |  |  |  |  | 1 | 416.1 | 416.1 | [25 empty] | Solar |  |  | Inverter | [5 empty] | 10 | 215
663 | 152 |  |  | 2G Cogeneration | Agenitor 212 | 1 | 400 | 400 | [24 empty] | 1 | Digester Gas | Reciprocating Engine | Indoor - Above Ground | Synchronous Generator | FALSE | FALSE | FALSE
664 | 147 |  |  |  |  | 1 | 654 | 654 | [25 empty] | Solar |  |  | Inverter | [5 empty] | 3 | 180
665 | 99 |  |  |  |  | 1 | 237.12 | 237.12 | [25 empty] | Solar | [8 empty] | 26
667 | 310 |  |  | Aegis Energy Services, Inc. | Aegen PowerVerter PV-75 LE | 1 | 75 | 75 | 523 | 523 | [22 empty] | 1 | Natural Gas | Reciprocating Engine | Indoor - Basement | Inverter | FALSE | FALSE | FALSE | 24.1 | 79.3
668 | 164 |  |  |  |  | 1 | 844.8 | 844.8 | [25 empty] | Solar |  |  | Inverter | [5 empty] | 35 | 180
669 | 134 |  |  |  |  | 1 | 451.06 | 451.06 | [25 empty] | Solar |  |  | Inverter | [5 empty] | 10 | 188
670 | 412 |  |  | Aegis Energy Services, Inc. | Aegen PowerVerter PV-100 | 1 | 100 | 100 | 642 | 642 | [22 empty] | 1 | Natural Gas | Reciprocating Engine | Indoor - Basement | Induction Generator | FALSE | FALSE | FALSE | 25.2 | 76.9
671 | 135 |  |  |  |  | 1 | 312.62 | 312.62 | [25 empty] | Solar |  |  | Inverter | [5 empty] | 10 | 180
672 | 339 |  |  |  |  | 1 | 505.08 | 505.08 | [25 empty] | Solar |  |  | Inverter | [5 empty] | 10 | 184
673 | 215 |  |  |  |  | 1 | 1506.7 | 1506.7 | [25 empty] | Solar |  |  | Inverter | [5 empty] | 20 | 185
674 | 316 |  |  |  |  | 1 | 442.68 | 442.68 | [25 empty] | Solar |  |  | Inverter | [5 empty] | 11.9 | 180
675 | 270 |  |  |  |  | 1 | 530.92 | 530.92 | [25 empty] | Solar |  |  | Inverter | [5 empty] | 5 | 194
676 | 138 |  |  |  |  | 1 | 330.99 | 330.99 | [25 empty] | Solar |  |  | Inverter | [5 empty] | 10 | 180
678 | 343 |  |  |  |  | 1 | 120.8 | 120.8 | [25 empty] | Solar |  |  | Inverter | [5 empty] | 10 | 171
680 | 226 |  |  | Tecogen, Inc. | INV Ultra 100 | 1 | 100 | 100 | 700 | 700 | [22 empty] | 1 | Natural Gas | Reciprocating Engine | Indoor - Basement | Inverter | FALSE | FALSE | FALSE | 28.6 | 80.8
681 | 219 |  |  |  |  | 1 | 225 | 225 | [25 empty] | Solar |  |  | Inverter | [5 empty] | 10 | 168
683 | 199 |  |  |  |  | 1 | 1059.3 | 1059.3 | [25 empty] | Solar |  |  | Inverter | [5 empty] | 10 | 193
684 | 197 |  |  | Capstone Turbine Corporation | C65 | 1 | 65 | 65 | 408 | 408 | [22 empty] | 1 | Natural Gas | Microturbine | Outdoor - Rooftop | Synchronous Generator | FALSE | FALSE | FALSE | 25 | 71
690 | 281 |  |  | Tecogen, Inc. | InVerde INV100 | 2 | 100 | 200 | 700 | 1400 | [22 empty] | 2 | Natural Gas | Reciprocating Engine | Indoor - Basement | Inverter | TRUE | FALSE | FALSE | 28.6 | 80.8
693 | 5 |  |  | Waukesha | VGF L36GSID | 1 | 560 | 560 | [25 empty] | Natural Gas | Reciprocating Engine |  | Synchronous Generator |  |  |  | 32
695 | 353 |  |  |  |  | 1 | 137.25 | 137.25 | [25 empty] | Solar |  |  | Inverter | [5 empty] | 10 | 148
696 | 18 |  |  |  |  | 1 | 230 | 230 | [25 empty] | Digester Gas | Reciprocating Engine |  | Induction Generator
697 | 100 |  |  |  |  | 1 | 439.92 | 439.92 | [25 empty] | Solar | [8 empty] | 12 | 195
698 | 92 |  |  |  |  | 1 | 280 | 280 | [25 empty] | Digester Gas | Reciprocating Engine
699 | 177 |  |  | Guascor | MGG-500 | 1 | 400 | 400 | [24 empty] | 1 | Digester Gas | Reciprocating Engine | Indoor - Basement | Synchronous Generator | FALSE | FALSE | FALSE |  |  |  |  | Biological Scrubber
700 | 291 |  |  |  |  | 1 | 544.635 | 544.635 | [25 empty] | Solar |  |  | Inverter | [5 empty] | 5 | 211
703 | 272 |  |  | Aegis Energy Services, Inc. | Aegen PowerVerter PV-75 | 3 | 75 | 225 | 523 | 1569 | [22 empty] | 3 | Natural Gas | Reciprocating Engine | Indoor - Basement | Inverter | TRUE | FALSE | FALSE | 24.1 | 79.3
704 | 313 |  |  |  |  | 1 | 442.68 | 442.68 | [25 empty] | Solar |  |  | Inverter | [5 empty] | 11.9 | 180
706 | 78 |  |  |  |  | 1 | 3634 | 3634 | [25 empty] | Natural Gas | Reciprocating Engine |  | Induction Generator
709 | 133 |  |  |  |  | 1 | 250.92 | 250.92 | [25 empty] | Solar |  |  | Inverter | [5 empty] | 10 | 180
710 | 200 |  |  |  |  | 1 | 189 | 189 | [25 empty] | Solar |  |  | Inverter | [5 empty] | 5 | 160
711 | 292 |  |  |  |  | 1 | 2497.36 | 2497.36 | [25 empty] | Solar |  |  | Inverter | [5 empty] | 5 | 173
713 | 274 |  |  | Aegis Energy Services, Inc. | Aegen PowerVerter PV-75 | 2 | 75 | 150 | 490 | 980 | [22 empty] | 2 | Natural Gas | Reciprocating Engine | Indoor - Basement | Inverter | FALSE | FALSE | FALSE | 24.1 | 79.3
716 | 246 |  |  | Tecogen, Inc. | InVerde Ultra INV-100 | 3 | 100 | 300 | 700 | 2100 | [22 empty] | 3 | Natural Gas | Reciprocating Engine | Indoor - Basement | Inverter | TRUE | FALSE | FALSE | 28.6 | 80.8
717 | 180 |  |  |  |  | 1 | 854.75 | 854.75 | [25 empty] | Solar |  |  | Inverter | [5 empty] | 10 | 170
718 | 184 |  |  |  |  | 1 | 220 | 220 | [25 empty] | Solar |  |  | Inverter | [5 empty] | 10 | 200
720 | 45 |  |  | Guascor | SFGLD 480/45 | 1 | 600 | 600 | [24 empty] | 1 | Digester Gas | Reciprocating Engine | Indoor - Above Ground | Synchronous Generator | FALSE | FALSE | FALSE |  |  |  |  | Biological Scrubber
722 | 327 |  |  | Aegis Energy Services, Inc. | Aegen PowerVerter PV-75 LE | 1 | 75 | 75 | 523 | 523 | [22 empty] | 1 | Natural Gas | Reciprocating Engine | Indoor - Basement | Inverter | FALSE | FALSE | FALSE | 24.1 | 79.3
723 | 151 |  |  |  |  | 1 | 312.62 | 312.62 | [25 empty] | Solar | Solar PV |  | Inverter
724 | 35 |  |  | UTC Power Corporation |  | 1 | 200 | 200 | [25 empty] | Natural Gas | Fuel Cell |  | Synchronous Generator |  |  |  | 37
726 | 4 |  |  | Waukesha | VGF 18GLD | 2 | 300 | 600 | [25 empty] | Natural Gas | Reciprocating Engine |  | Induction Generator |  |  |  | 30
743 | 67 |  |  |  | PureCell 400 | 2 | 400 | 800 | [25 empty] | Natural Gas | Fuel Cell
745 | 21 |  |  | CoastIntelligen | CI-60 | 2 | 60 | 120 | [25 empty] | Natural Gas | Reciprocating Engine |  | Induction Generator |  |  |  | 30
747 | 119 |  |  | Aegis Energy Services, Inc. | Aegen TP-75 | 2 | 75 | 150 | [25 empty] | Natural Gas | Reciprocating Engine |  | Synchronous Generator |  |  |  | 26.7
748 | 323 |  |  | Aegis Energy Services, Inc. | Aegen PowerVerter PV-75 LE | 1 | 75 | 75 | 523 | 523 | [22 empty] | 1 | Natural Gas | Reciprocating Engine | Indoor - Basement | Inverter | FALSE | FALSE | FALSE | 24.1 | 79.3
750 | 7 |  |  | Capstone Turbine Corporation | C60 | 2 | 60 | 120 | [25 empty] | Natural Gas | Microturbine |  | Inverter |  |  |  | 28
751 | 49 |  |  | Tecogen, Inc. | TecoDrive 7400 | 2 | 75 | 150 | [25 empty] | Natural Gas | Reciprocating Engine |  | Induction Generator
755 | 265 |  |  |  |  | 1 | 1994.85 | 1994.85 | [25 empty] | Solar |  |  | Inverter | [5 empty] | 20 | 180
756 | 189 |  |  |  |  | 1 | 747.5 | 747.5 | [25 empty] | Solar |  |  | Inverter | [5 empty] | 3 | 195
757 | 159 |  |  |  |  | 1 | 1600 | 1600 | [25 empty] | Solar |  |  | Inverter
760 | 192 |  |  | Clear Edge Power | PureCell Model 400 | 2 | 400 | 800 | [24 empty] | 2 | Natural Gas | Fuel Cell |  | Inverter | FALSE | FALSE | FALSE
761 | 387 |  |  | GE | Jenbacher JMS612 | 1 | 1979 | 1979 | [24 empty] | 1 | Natural Gas | Reciprocating Engine | Indoor - Basement | Synchronous Generator | FALSE | FALSE | FALSE
762 | 72 |  |  | Guascor | 5GLD 360 | 1 | 450 | 450 | [25 empty] | Digester Gas | Reciprocating Engine |  | Synchronous Generator
763 | 182 |  |  |  |  | 1 | 110.5 | 110.5 | [25 empty] | Solar |  |  | Inverter
764 | 10 |  |  | Fuel Cell Energy | Direct Fuel Cell 300A | 1 | 250 | 250 | [25 empty] | Natural Gas | Fuel Cell |  | Inverter |  |  |  | 47
765 | 202 |  |  |  |  | 1 | 2085 | 2085 | [25 empty] | Solar |  |  | Inverter | [5 empty] | 25 | 180
766 | 34 |  |  | Tecogen, Inc. |  | 8 | 75 | 600 | [25 empty] | Natural Gas | Reciprocating Engine |  | Synchronous Generator
774 | 124 |  |  | Turboden | Turboden 10HR | 1 | 925 | 925 | [24 empty] | 1 |  |  |  |  | FALSE | FALSE | FALSE
776 | 103 |  |  | Tecogen, Inc. | InVerde 100 | 3 | 100 | 300 | [25 empty] | Natural Gas | Reciprocating Engine |  | Inverter |  |  |  | 28.6 | 80.8
778 | 384 |  |  |  |  | 1 | 247 | 247 | [25 empty] | Solar |  |  | Inverter | [5 empty] | 5 | 139
779 | 190 |  |  | Clear Edge Power | PureCell Model 400 | 1 | 400 | 400 | [24 empty] | 1 | Natural Gas | Fuel Cell | Outdoor - Ground Level/Mounted | Inverter | FALSE | FALSE | FALSE
780 | 12 |  |  | Caterpillar | G379 | 1 | 180 | 180 | [24 empty] | 1 | Digester Gas | Reciprocating Engine | Indoor - Above Ground | Induction Generator | FALSE | FALSE | FALSE |  |  |  |  | Biological Scrubber
781 | 373 |  |  |  |  | 1 | 2593.35 | 2593.35 | [25 empty] | Solar |  |  | Inverter
782 | 68 |  |  |  |  | 1 | 1275 | 1275 | [25 empty] | Natural Gas | Steam Turbine
783 | 290 |  |  | Dresser Rand | SFGLD 360 | 1 | 450 | 450 | [24 empty] | 1 | Digester Gas | Reciprocating Engine | Indoor - Above Ground | Synchronous Generator | FALSE | FALSE | FALSE |  |  |  |  | Biological Scrubber
784 | 130 |  |  |  |  | 1 | 82.485 | 82.485 | [25 empty] | Solar |  |  | Inverter | [5 empty] | 10 | 194
786 | 298 |  |  |  |  | 1 | 260.19 | 260.19 | [25 empty] | Solar |  |  | Inverter | [5 empty] | 10 | 143
788 | 28 |  |  |  |  | 2 | 800 | 1600 | [25 empty] | Natural Gas | Reciprocating Engine |  | Synchronous Generator
789 | 233 |  |  |  |  | 1 | 248.625 | 248.625 | [25 empty] | Solar |  |  | Inverter | [5 empty] | 0 | 192
790 | 278 |  |  |  |  | 1 | 444.6 | 444.6 | [25 empty] | Solar |  |  | Inverter | [5 empty] | 4 | 100
791 | 352 |  |  |  |  | 1 | 192.15 | 192.15 | [25 empty] | Solar |  |  | Inverter | [5 empty] | 10 | 181
792 | 386 |  |  |  |  | 1 | 199.88 | 199.88 | [25 empty] | Solar |  |  | Inverter | [5 empty] | 5 | 212
793 | 116 |  |  |  |  | 1 | 162.25 | 162.25 | [25 empty] | Solar |  |  | Inverter | [5 empty] | 10 | 182
794 | 123 |  |  |  |  | 1 | 259.6 | 259.6 | [25 empty] | Solar |  |  | Inverter | [5 empty] | 10 | 185
796 | 183 |  |  |  |  | 1 | 250.8 | 250.8 | [25 empty] | Solar |  |  | Inverter | [5 empty] | 10 | 136
800 | 259 |  |  |  |  | 1 | 89.25 | 89.25 | [25 empty] | Solar |  |  | Inverter
801 | 53 |  |  | Calnetix Power Solutions | TA-100 CHP | 1 | 1000 | 1000 | [25 empty] | Natural Gas | Microturbine |  | Inverter |  |  |  | 29.5
802 | 167 |  |  |  |  | 1 | 364.65 | 364.65 | [25 empty] | Solar |  |  | Inverter | [5 empty] | 10 | 175
804 | 389 |  |  |  |  | 1 | 992.88 | 992.88 | [25 empty] | Solar |  |  | Inverter | [5 empty] | 10 | 141
805 | 277 |  |  |  |  | 1 | 485.1 | 485.1 | [25 empty] | Solar |  |  | Inverter | [5 empty] | 10 | 150
806 | 405 |  |  | MAN | 2G-KWK-370BGG | 1 | 370 | 370 | [24 empty] | 1 | Digester Gas | Reciprocating Engine | Indoor - Above Ground | Synchronous Generator | FALSE | FALSE | FALSE | 33.3 | 76.1
807 | 165 |  |  |  |  | 1 | 299.64 | 299.64 | [25 empty] | Solar |  |  | Inverter | [5 empty] | 10 | 177
810 | 87 |  |  | SunPower | E18/308 Solar Panel | 1 | 261.184 | 261.184 | [25 empty] | Solar | [8 empty] | 5 | 188
811 | 136 |  |  |  |  | 1 | 308.28 | 308.28 | [25 empty] | Solar |  |  | Inverter | [5 empty] | 10 | 173
813 | 9 |  |  | Tecogen, Inc. | CM-75 | 2 | 75 | 150 | [25 empty] | Natural Gas | Reciprocating Engine |  | Induction Generator |  |  |  | 30.9
815 | 228 |  |  |  |  | 1 | 383.47 | 383.47 | [25 empty] | Solar |  |  | Inverter | [5 empty] | 25 | 180
816 | 108 |  |  | Guascor | SFGLD 480 | 1 | 600 | 600 | [24 empty] | 1 | Digester Gas | Reciprocating Engine | Indoor - Above Ground | Synchronous Generator | FALSE | FALSE | FALSE
817 | 17 |  |  | Caterpillar | G379 | 1 | 200 | 200 | [25 empty] | Digester Gas | Reciprocating Engine |  | Induction Generator
818 | 113 |  |  | Tecogen, Inc. | INV-100 | 3 | 100 | 300 | 700 | 2100 | [22 empty] | 3 | Natural Gas | Reciprocating Engine | Indoor - Basement | Inverter | FALSE | FALSE | FALSE | 28.6 | 80.8
821 | 381 |  |  |  |  | 1 | 590.2 | 590.2 | [25 empty] | Solar |  |  | Inverter | [5 empty] | 5 | 140
822 | 162 |  |  |  |  | 1 | 507.52 | 507.52 | [25 empty] | Solar |  |  | Inverter | [5 empty] | 5 | 196
823 | 224 |  |  |  |  | 1 | 115.5 | 115.5 | [25 empty] | Solar |  |  | Inverter | [5 empty] | 10 | 161
824 | 293 |  |  |  |  | 1 | 471.835 | 471.835 | [25 empty] | Solar |  |  | Inverter | [5 empty] | 11.9 | 183
825 | 404 |  |  |  |  | 1 | 380.8 | 380.8 | [25 empty] | Solar |  |  | Inverter | [5 empty] | 11.9 | 182
826 | 260 |  |  |  |  | 1 | 2002 | 2002 | [25 empty] | Solar |  |  | Inverter | [5 empty] | 10 | 135
827 | 94 |  |  | SunPower | E18/308 Solar Panel | 1 | 147.84 | 147.84 | [25 empty] | Solar | [8 empty] | 5 | 214
828 | 363 |  |  |  |  | 1 | 106.92 | 106.92 | [25 empty] | Solar |  |  | Inverter | [5 empty] | 11.9 | 160
829 | 289 |  |  |  |  | 1 | 1405.3 | 1405.3 | [25 empty] | Solar |  |  | Inverter | [5 empty] | 3
830 | 356 |  |  |  |  | 1 | 346.32 | 346.32 | [25 empty] | Solar |  |  | Inverter | [5 empty] | 8
831 | 237 |  |  |  |  | 1 | 530.07 | 530.07 | [25 empty] | Solar |  |  | Inverter | [5 empty] | 5.1 | 194
832 | 365 |  |  | Tecogen, Inc. | InVerde Ultra INV-100 | 1 | 100 | 100 | 700 | 700 | [22 empty] | 1 | Natural Gas | Reciprocating Engine | Indoor - Basement | Inverter | FALSE | FALSE | FALSE | 28.6 | 80.8
833 | 264 |  |  |  |  | 1 | 2602.8 | 2602.8 | [25 empty] | Solar |  |  | Inverter | [5 empty] | 25 | 180
835 | 86 |  |  | Tecogen, Inc. | InVerde 100 | 1 | 100 | 100 | [25 empty] | Natural Gas | Reciprocating Engine |  | Inverter |  |  |  | 28.6 | 80.8
836 | 170 |  |  | SDP/Greenwood Energy | SDPM250EV12MI4 | 2 | 250 | 500 | 1248.8 | 2497.6 | [22 empty] | 2 | Natural Gas | Reciprocating Engine | Outdoor - Rooftop | Induction Generator | FALSE | FALSE | FALSE | 30.7 | 80.2
838 | 414 |  |  |  |  | 1 | 2000 | 2000 | [25 empty] | Solar |  |  | Inverter | [5 empty] | 20 | 151
839 | 214 |  |  |  |  | 1 | 455.175 | 455.175 | [25 empty] | Solar |  |  | Inverter | [5 empty] | 5 | 177
840 | 304 |  |  |  |  | 1 | 2827.2 | 2827.2 | [25 empty] | Solar |  |  | Inverter | [5 empty] | 20 | 180
842 | 377 |  |  |  |  | 1 | 129.68 | 129.68 | [25 empty] | Solar |  |  | Inverter | [5 empty] | 5 | 156
843 | 268 |  |  | Tecogen, Inc. | InVerde Ultra INV-100 | 1 | 100 | 100 | 700 | 700 | [22 empty] | 1 | Natural Gas | Reciprocating Engine | Indoor - Basement | Inverter | FALSE | FALSE | FALSE | 28.6 | 80.8
846 | 150 |  |  |  |  | 1 | 823.36 | 823.36 | [25 empty] | Solar |  |  | Inverter | [5 empty] | 25 | 180
848 | 175 |  |  |  |  | 1 | 650 | 650 | [25 empty] | Solar |  |  | Inverter | [5 empty] | 20 | 177
850 | 153 |  |  |  |  | 1 | 591.36 | 591.36 | [25 empty] | Solar |  |  | Inverter | [5 empty] | 4 | 127
856 | 207 |  |  |  |  | 1 | 1100.1 | 1100.1 | [25 empty] | Solar |  |  | Inverter | [5 empty] | 25 | 180
857 | 217 |  |  |  |  | 1 | 123 | 123 | [25 empty] | Solar |  |  | Inverter | [5 empty] | 10 | 168
860 | 362 |  |  |  |  | 1 | 184.14 | 184.14 | [25 empty] | Solar |  |  | Inverter | [5 empty] | 11.9 | 220
861 | 271 |  |  |  |  | 1 | 2092 | 2092 | [25 empty] | Solar |  |  | Inverter | [5 empty] | 25 | 180
862 | 1 |  |  | Capstone Turbine Corporation | C60 | 1 | 60 | 60 | [25 empty] | Natural Gas | Microturbine |  | Inverter |  |  |  | 28
863 | 156 |  |  |  |  | 1 | 494 | 494 | [25 empty] | Solar |  |  | Inverter | [5 empty] | 10 | 144
864 | 204 |  |  |  |  | 1 | 711.37 | 711.37 | [25 empty] | Solar |  |  | Inverter | [5 empty] | 12 | 150
865 | 115 |  |  |  |  | 1 | 196.35 | 196.35 | [25 empty] | Solar | [8 empty] | 5 | 212
866 | 247 |  |  |  |  | 1 | 2613 | 2613 | [25 empty] | Solar |  |  | Inverter | [5 empty] | 25 | 180
867 | 314 |  |  |  |  | 1 | 442.68 | 442.68 | [25 empty] | Solar |  |  | Inverter | [5 empty] | 11.9 | 172
869 | 70 |  |  |  |  | 3 | 2055 | 6165 | [25 empty] | Natural Gas | Reciprocating Engine
875 | 29 |  |  | Cummins | 334 GFBA | 4 | 334 | 1336 | [25 empty] | Natural Gas | Reciprocating Engine |  | Induction Generator
876 | 355 |  |  |  |  | 1 | 377.52 | 377.52 | [25 empty] | Solar |  |  | Inverter | [5 empty] | 8
877 | 238 |  |  |  |  | 1 | 942.4 | 942.4 | [25 empty] | Solar |  |  | Inverter | [5 empty] | 25 | 180
878 | 157 |  |  |  |  | 1 | 393.12 | 393.12 | [25 empty] | Solar |  |  | Inverter | [5 empty] | 10 | 200
882 | 91 |  |  |  |  | 4 | 75 | 300 | [25 empty] | Natural Gas | Reciprocating Engine |  | Inverter
883 | 158 |  |  |  |  | 1 | 240.24 | 240.24 | [25 empty] | Solar |  |  | Inverter | [5 empty] | 10 | 180
886 | 11 |  |  | Capstone Turbine Corporation | C60 | 3 | 60 | 180 | [25 empty] | Natural Gas | Microturbine |  | Inverter |  |  |  | 28
887 | 96 |  |  | Jenbacher | Type 420 Cylinder Engine | 1 | 1426 | 1426 | [25 empty] | Digester Gas | Reciprocating Engine |  | Synchronous Generator
888 | 393 |  |  | Aegis Energy Services, Inc. | Aegen TP-75LE | 1 | 75 | 75 | 523 | 523 | [22 empty] | 1 | Natural Gas | Reciprocating Engine | Indoor - Basement | Inverter | FALSE | FALSE | FALSE | 26.9 | 82.1
889 | 360 |  |  |  |  | 1 | 989.725 | 989.725 | [25 empty] | Solar |  |  | Inverter
890 | 6 |  |  | Plug Power | 5 kW Stack PEM Cells | 1 | 5 | 5 | [25 empty] | Natural Gas | Fuel Cell |  | Inverter |  |  |  | 30
891 | 59 |  |  | Guascor | MGG-712 | 1 | 380 | 380 | [25 empty] | Digester Gas | Reciprocating Engine |  | Synchronous Generator
892 | 222 |  |  |  |  | 1 | 99 | 99 | [25 empty] | Solar |  |  | Inverter | [5 empty] | 10 | 161
893 | 245 |  |  | Capstone Turbine Corporation | C800 | 1 | 800 | 800 | 4050 | 4050 | [22 empty] | 4 | Natural Gas | Microturbine | Indoor - Basement | Inverter | TRUE | FALSE | FALSE
894 | 191 |  |  | Clear Edge Power | PureCell Model 400 | 1 | 400 | 400 | [24 empty] | 1 | Natural Gas | Fuel Cell | Outdoor - Ground Level/Mounted | Inverter | FALSE | FALSE | FALSE
896 | 89 |  |  | Tecogen, Inc. | InVerde 100 | 3 | 100 | 300 | [25 empty] | Natural Gas | Reciprocating Engine |  | Inverter |  |  |  | 28.6 | 80.8
898 | 251 |  |  |  |  | 1 | 486.78 | 486.78 | [25 empty] | Solar |  |  | Inverter | [5 empty] | 3 | 168
899 | 155 |  |  |  |  | 1 | 385.52 | 385.52 | [25 empty] | Solar |  |  | Inverter | [5 empty] | 5 | 196
901 | 370 |  |  | Capstone Turbine Corporation | C65 | 3 | 65 | 195 | 561 | 1683 | [22 empty] | 3 | Natural Gas | Microturbine | Indoor - Basement |  | FALSE | FALSE | FALSE
902 | 400 |  |  | Aegis Energy Services, Inc. | Aegen PowerVerter PV-75 | 1 | 75 | 75 | 523 | 523 | [22 empty] | 1 | Natural Gas | Reciprocating Engine |  | Induction Generator | FALSE | FALSE | FALSE | 24.1 | 79.3
903 | 79 |  |  |  |  | 1 | 525 | 525 | [25 empty] | Natural Gas | Reciprocating Engine
904 | 294 |  |  |  |  | 1 | 300.12 | 300.12 | [25 empty] | Solar |  |  | Inverter | [5 empty] | 10 | 205
905 | 379 |  |  |  |  | 1 | 2525 | 2525 | [25 empty] | Solar |  |  | Inverter | [5 empty] | 20 | 180
906 | 187 |  |  | GE | Jenbacher 312 GS C81 | 1 | 633 | 633 | [24 empty] | 1 | Digester Gas | Reciprocating Engine | Indoor - Above Ground | Synchronous Generator | FALSE | FALSE | FALSE
920 | 302 |  |  | IntelliGen Power Systems | IntelliGen 160 | 2 | 160 | 320 | 828 | 1656 | [22 empty] | 2 | Natural Gas | Reciprocating Engine | Indoor - Basement |  | FALSE | FALSE | FALSE | 31 | 81
921 | 342 |  |  |  |  | 1 | 137.25 | 137.25 | [25 empty] | Solar |  |  | Inverter | [5 empty] | 10 | 169
922 | 249 |  |  |  |  | 1 | 1063.18 | 1063.18 | [25 empty] | Solar |  |  | Inverter
923 | 194 |  |  | Clear Edge Power | PureCell Model 400 | 1 | 400 | 400 | [24 empty] | 1 | Natural Gas | Fuel Cell |  | Inverter | FALSE | FALSE | FALSE
925 | 311 |  |  |  |  | 1 | 1600 | 1600 | [25 empty] | Landfill Gas | Reciprocating Engine
926 | 267 |  |  |  |  | 1 | 129.285 | 129.285 | [25 empty] | Solar |  |  | Inverter | [5 empty] | 5 | 188
927 | 371 |  |  | Aegis Energy Services, Inc. | Aegen TP-75LE | 1 | 75 | 75 | 523 | 523 | [22 empty] | 1 | Natural Gas | Reciprocating Engine | Indoor - Basement | Induction Generator | FALSE | FALSE | FALSE | 26.9 | 82.1
929 | 357 |  |  |  |  | 1 | 465.31 | 465.31 | [25 empty] | Solar |  |  | Inverter | [5 empty] | 20 | 180
931 | 372 |  |  | Tecogen, Inc. | InVerde Ultra INV-100 | 2 | 100 | 200 | 700 | 1400 | [22 empty] | 2 | Natural Gas | Reciprocating Engine | Indoor - Basement | Inverter | TRUE | FALSE | FALSE | 28.6 | 80.8
958 | 300 |  |  | Tecogen, Inc. | InVerde Ultra INV-100 | 1 | 100 | 100 | 700 | 700 | [22 empty] | 1 | Natural Gas | Reciprocating Engine | Indoor - Basement | Inverter | FALSE | FALSE | FALSE | 28.6 | 80.8
963 | 241 |  |  |  |  | 1 | 783.125 | 783.125 | [25 empty] | Solar |  |  | Inverter | [5 empty] | 10 | 200
964 | 176 |  |  | Capstone Turbine Corporation | C65 | 12 | 65 | 780 | 287.5 | 3450 | [22 empty] | 12 | Natural Gas | Microturbine | Outdoor - Rooftop | Synchronous Generator | TRUE | FALSE | FALSE | 25 | 71
965 | 129 |  |  |  |  | 1 | 241.345 | 241.345 | [25 empty] | Solar |  |  | Inverter | [5 empty] | 10 | 194
966 | 149 |  |  |  |  | 1 | 275.82 | 275.82 | [25 empty] | Solar |  |  | Inverter | [5 empty] | 10 | 205
967 | 416 |  |  |  |  | 1 | 566 | 566 | [25 empty] | Solar |  |  | Inverter | [5 empty] | 10 | 203
968 | 65 |  |  | Aegis Energy Services, Inc. | Aegen TP-75LE | 2 | 75 | 150 | 523 | 1046 | [22 empty] | 2 | Natural Gas | Reciprocating Engine | Indoor - Above Ground |  | FALSE | FALSE | FALSE | 26.9 | 82.1
970 | 23 |  |  | Caterpillar |  | 1 | 130 | 130 | [25 empty] | Digester Gas | Reciprocating Engine |  | Synchronous Generator
971 | 344 |  |  |  |  | 1 | 104.31 | 104.31 | [25 empty] | Solar |  |  | Inverter | [5 empty] | 10 | 184
972 | 331 |  |  |  |  | 1 | 343.2 | 343.2 | [25 empty] | Solar |  |  | Inverter | [5 empty] | 1 | 225
976 | 74 |  |  |  | PureCell 400 | 1 | 400 | 400 | [25 empty] | Natural Gas | Fuel Cell | [5 empty] | 90
977 | 127 |  |  |  |  | 1 | 175.23 | 175.23 | [25 empty] | Solar |  |  | Inverter | [5 empty] | 10 | 195
978 | 122 |  |  |  |  | 1 | 339.9 | 339.9 | [25 empty] | Solar |  |  | Inverter | [5 empty] | 10 | 168
979 | 210 |  |  |  |  | 1 | 744.345 | 744.345 | [25 empty] | Solar |  |  | Inverter | [5 empty] | 5 | 140
980 | 322 |  |  |  |  | 1 | 2604.62 | 2604.62 | [25 empty] | Solar |  |  | Inverter | [5 empty] | 25 | 180
981 | 172 |  |  |  |  | 1 | 387.5 | 387.5 | [25 empty] | Solar |  |  | Inverter | [5 empty] | 3 | 227
982 | 320 |  |  | Aegis Energy Services, Inc. | Aegen PowerVerter PV-75 LE | 1 | 75 | 75 | 523 | 523 | [22 empty] | 1 | Natural Gas | Reciprocating Engine | Indoor - Basement | Inverter | FALSE | FALSE | FALSE | 24.1 | 79.3
983 | 37 |  |  | Calnetix Power Solutions | TA-100 CHP | 1 | 800 | 800 | [25 empty] | Natural Gas | Microturbine |  | Inverter |  |  |  | 29.5
985 | 82 |  |  |  |  | 2 | 390 | 780 | [25 empty] | Natural Gas | Microturbine
987 | 351 |  |  |  |  | 1 | 200.08 | 200.08 | [25 empty] | Solar |  |  | Inverter | [5 empty] | 10 | 170
989 | 54 |  |  | Guascor | MGG-950 | 1 | 500 | 500 | [24 empty] | 1 | Digester Gas | Reciprocating Engine | Indoor - Above Ground | Synchronous Generator | FALSE | FALSE | FALSE |  |  |  |  | Iron Sponge
990 | 85 |  |  | Tecogen, Inc. | InVerde 100 | 1 | 100 | 100 | [25 empty] | Natural Gas | Reciprocating Engine |  | Inverter |  |  |  | 28.6 | 80.8
991 | 396 |  |  |  |  | 1 | 581.4 | 581.4 | [25 empty] | Solar |  |  | Inverter | [5 empty] | 25 | 180
1000 | 295 |  |  |  |  | 1 | 166.32 | 166.32 | [25 empty] | Solar |  |  | Inverter | [5 empty] | 11.9 | 160
1003 | 261 |  |  | Tecogen, Inc. | InVerde Ultra INV-100 | 3 | 100 | 300 | 700 | 2100 | [22 empty] | 3 | Natural Gas | Reciprocating Engine | Indoor - Basement | Inverter | FALSE | FALSE | FALSE | 28.6 | 80.8
1004 | 145 |  |  |  |  | 1 | 2700 | 2700 | [25 empty] | Solar |  |  | Inverter | [5 empty] | 25 | 180
1007 | 380 |  |  |  |  | 1 | 394.8 | 394.8 | [25 empty] | Solar |  |  | Inverter
1009 | 19 |  |  | CoastIntelligen | CI-60 | 2 | 60 | 120 | 490 | 980 | [22 empty] | 2 | Natural Gas | Reciprocating Engine | Outdoor - Ground Level/Mounted | Induction Generator | FALSE | FALSE | FALSE | 25 | 85
1010 | 104 |  |  |  |  | 1 | 282.15 | 282.15 | [25 empty] | Solar | [8 empty] | 10 | 159
1013 | 285 |  |  |  |  | 1 | 728.7 | 728.7 | [25 empty] | Solar |  |  | Inverter | [5 empty] | 5 | 204
1019 | 218 |  |  |  |  | 1 | 99 | 99 | [25 empty] | Solar |  |  | Inverter | [5 empty] | 10 | 168
1020 | 216 |  |  |  |  | 1 | 68 | 68 | [25 empty] | Solar |  |  | Inverter | [5 empty] | 10 | 168
1021 | 346 |  |  |  |  | 1 | 131.76 | 131.76 | [25 empty] | Solar |  |  | Inverter | [5 empty] | 10 | 203
1022 | 111 |  |  |  |  | 1 | 282.15 | 282.15 | [25 empty] | Solar |  |  | Inverter | [5 empty] | 10 | 173
1023 | 110 |  |  |  |  | 1 | 334.125 | 334.125 | [25 empty] | Solar |  |  | Inverter | [5 empty] | 10 | 180
1024 | 227 |  |  | Aegis Energy Services, Inc. | Aegen TP-75LE | 1 | 75 | 75 | 523 | 523 | [22 empty] | 1 | Natural Gas | Reciprocating Engine | Indoor - Basement | Inverter | FALSE | FALSE | FALSE | 26.9 | 82.1
1025 | 394 |  |  |  |  | 1 | 265.2 | 265.2 | [25 empty] | Solar |  |  | Inverter | [5 empty] | 8
1028 | 121 |  |  | SDP Energy | MAN 250 | 7 | 250 | 1750 | 1331.429 | 9320.003 | [22 empty] | 7 | Natural Gas | Reciprocating Engine | Outdoor - Rooftop | Induction Generator | FALSE | FALSE | FALSE | 34.8 | 85.8
1029 | 239 |  |  |  |  | 1 | 79.56 | 79.56 | [25 empty] | Solar |  |  | Inverter | [5 empty] | 5 | 210
1031 | 368 |  |  |  |  | 1 | 456.96 | 456.96 | [25 empty] | Solar |  |  | Inverter | [5 empty] | 11.9 | 136
1032 | 415 |  |  |  |  | 1 | 498.96 | 498.96 | [25 empty] | Solar |  |  | Inverter | [5 empty] | 30 | 180
1033 | 38 |  |  | Caterpillar | 3508 | 1 | 380 | 380 | [25 empty] | Digester Gas | Reciprocating Engine |  | Induction Generator
1034 | 142 |  |  |  |  | 1 | 192.27 | 192.27 | [25 empty] | Solar |  |  | Inverter | [5 empty] | 34 | 180
1035 | 417 |  |  |  |  | 1 | 2903.04 | 2903.04 | [25 empty] | Solar |  |  | Inverter | [5 empty] | 25 | 180
1036 | 374 |  |  |  |  | 1 | 2445 | 2445 | [25 empty] | Solar |  |  | Inverter | [5 empty] | 25 | 180
1037 | 120 |  |  | Solar Turbines | Centaur 50 | 1 | 4500 | 4500 | [25 empty] | Natural Gas | Simple-Cycle Gas Turbine |  | Synchronous Generator
1040 | 58 |  |  |  |  | 5 | 100 | 500 | [25 empty] | Natural Gas | Reciprocating Engine |  | Induction Generator |  |  |  | 30.4
1043 | 378 |  |  |  |  | 1 | 2804 | 2804 | [25 empty] | Solar |  |  | Inverter | [5 empty] | 20 | 180
1044 | 407 |  |  |  |  | 1 | 2695.68 | 2695.68 | [25 empty] | Solar |  |  | Inverter | [5 empty] | 20 | 180
1045 | 105 |  |  | 1469 Lightway | 240W | 1 | 352.56 | 352.56 | [25 empty] | Solar | [8 empty] | 10 | 217
1047 | 297 |  |  | Aegis Energy Services, Inc. | Aegen TP-75LE | 1 | 75 | 75 | 523 | 523 | [22 empty] | 1 | Natural Gas | Reciprocating Engine | Indoor - Basement | Synchronous Generator | FALSE | FALSE | FALSE | 26.9 | 82.1
1048 | 369 |  |  |  |  | 1 | 412.35 | 412.35 | [25 empty] | Solar |  |  | Inverter | [5 empty] | 11.9 | 136
1051 | 283 |  |  |  |  | 1 | 650.87 | 650.87 | [25 empty] | Solar |  |  | Inverter
1052 | 221 |  |  | Solar Turbines | Mercury 50-6000R | 1 | 4600 | 4600 | 76911 | 76911 | [22 empty] | 1 | Natural Gas | Simple-Cycle Gas Turbine | Indoor - Basement | Synchronous Generator | FALSE | FALSE | FALSE | 32.2 | 72.69
1061 | 409 |  |  |  |  | 1 | 479.709 | 479.709 | [25 empty] | Solar |  |  | Inverter | [5 empty] | 5.97 | 169
1062 | 240 |  |  |  |  | 1 | 487.31 | 487.31 | [25 empty] | Solar |  |  | Inverter | [5 empty] | 5 | 158
1063 | 296 |  |  |  |  | 1 | 148.5 | 148.5 | [25 empty] | Solar |  |  | Inverter | [5 empty] | 11.9 | 165
1068 | 248 |  |  | Tecogen, Inc. | InVerde 100 | 4 | 100 | 400 | [24 empty] | 4 | Natural Gas | Reciprocating Engine | Indoor - Basement | Inverter | FALSE | FALSE | FALSE | 28.6 | 80.8
1070 | 375 |  |  |  |  | 1 | 359.1 | 359.1 | [25 empty] | Solar |  |  | Inverter | [5 empty] | 30 | 192
1071 | 358 |  |  |  |  | 1 | 852.15 | 852.15 | [25 empty] | Solar |  |  | Inverter | [5 empty] | 25 | 180
1073 | 212 |  |  |  |  | 1 | 492.66 | 492.66 | [25 empty] | Solar |  |  | Inverter | [5 empty] | 5 | 182
1075 | 50 |  |  |  |  | 3 | 65 | 195 | [25 empty] | Natural Gas | Microturbine
1077 | 83 |  |  | Aegis Energy Services, Inc. | Aegen TP-75LE | 1 | 75 | 75 | 523 | 523 | [23 empty] | Natural Gas | Reciprocating Engine |  | Induction Generator |  |  |  | 26.9 | 82.1
1078 | 338 |  |  |  |  | 1 | 381.92 | 381.92 | [25 empty] | Solar |  |  | Inverter | [5 empty] | 5 | 196
1079 | 275 |  |  | Aegis Energy Services, Inc. | Aegen TP-75LE | 1 | 75 | 75 | 523 | 523 | [22 empty] | 1 | Natural Gas | Reciprocating Engine | Indoor - Basement | Synchronous Generator | FALSE | FALSE | FALSE | 26.9 | 82.1
1080 | 196 |  |  |  |  | 1 | 341.33 | 341.33 | [25 empty] | Solar |  |  | Inverter | [5 empty] | 20 | 150
1081 | 329 |  |  |  |  | 1 | 1362.13 | 1362.13 | [25 empty] | Solar |  |  | Inverter | [5 empty] | 10 | 180
1083 | 2 |  |  | CoastIntelligen | 150-IC with ECS | 2 | 150 | 300 | [25 empty] | Natural Gas | Reciprocating Engine |  | Induction Generator |  |  |  | 21.2
1084 | 169 |  |  |  |  | 1 | 539.5 | 539.5 | [25 empty] | Solar |  |  | Inverter | [5 empty] | 10 | 203
1085 | 173 |  |  |  |  | 1 | 306.6 | 306.6 | [25 empty] | Solar |  |  | Inverter | [5 empty] | 12 | 212
1086 | 392 |  |  |  |  | 1 | 591.5 | 591.5 | [25 empty] | Solar |  |  | Inverter | [5 empty] | 30 | 180
1093 | 32 |  |  |  |  | 1 | 150 | 150 | [25 empty] | Digester Gas | Reciprocating Engine |  | Induction Generator
1094 | 243 |  |  |  |  | 1 | 106.08 | 106.08 | [25 empty] | Solar |  |  | Inverter | [5 empty] | 5 | 211
1095 | 102 |  |  | Guascor | HGM 560 | 1 | 1000 | 1000 | [24 empty] | 1 | Digester Gas | Reciprocating Engine | Indoor - Above Ground | Synchronous Generator | FALSE | FALSE | FALSE
1096 | 333 |  |  |  |  | 1 | 362.3 | 362.3 | [25 empty] | Solar |  |  | Inverter | [5 empty] | 10 | 218
1098 | 211 |  |  |  |  | 1 | 385.56 | 385.56 | [25 empty] | Solar |  |  | Inverter | [5 empty] | 5 | 181
1101 | 76 |  |  |  |  | 3 | 100 | 300 | [25 empty] | Natural Gas | Reciprocating Engine |  | Inverter
1105 | 77 |  |  |  |  | 4 | 65 | 260 | [25 empty] | Natural Gas | Microturbine
1107 | 395 |  |  |  |  | 1 | 2801.16 | 2801.16 | [25 empty] | Solar |  |  | Inverter | [5 empty] | 20 | 180
1113 | 63 |  |  |  |  | 2 | 325 | 650 | [25 empty] | Natural Gas | Microturbine
1114 | 266 |  |  |  |  | 1 | 355.63 | 355.63 | [25 empty] | Solar |  |  | Inverter | [5 empty] | 20 | 180
1118 | 171 |  |  |  |  | 1 | 691.15 | 691.15 | [25 empty] | Solar |  |  | Inverter | [5 empty] | 10 | 227
1119 | 391 |  |  | Aegis Energy Services, Inc. | Aegen PowerVerter PV-75 | 1 | 75 | 75 | 523 | 523 | [22 empty] | 1 | Natural Gas | Reciprocating Engine | Indoor - Basement | Inverter | FALSE | FALSE | FALSE
1120 | 284 |  |  |  |  | 1 | 406.13 | 406.13 | [25 empty] | Solar |  |  | Inverter | [5 empty] | 41.51 | 218
1122 | 269 |  |  | Capstone Turbine Corporation | Capstone CR65-ICHP | 4 | 65 | 260 | 250 | 1000 | [22 empty] | 4 | Digester Gas | Microturbine | Indoor - Basement | Induction Generator | FALSE | FALSE | FALSE | 25 | 71
1132 | 80 |  |  |  |  | 2 | 1250 | 2500 | [25 empty] | Natural Gas | Reciprocating Engine |  | Synchronous Generator
1133 | 148 |  |  |  |  | 1 | 591.36 | 591.36 | [25 empty] | Solar |  |  | Inverter | [5 empty] | 4 | 127
1134 | 117 |  |  |  |  | 1 | 178.8 | 178.8 | [25 empty] | Solar |  |  | Inverter | [5 empty] | 10 | 213
1137 | 376 |  |  |  |  | 1 | 1308 | 1308 | [25 empty] | Solar |  |  | Inverter | [5 empty] | 25 | 180
1140 | 84 |  |  | Aegis Energy Services, Inc. | Aegen TP-75LE | 2 | 75 | 150 | 523 | 1046 | [23 empty] | Natural Gas | Reciprocating Engine |  | Induction Generator |  |  |  | 26.9 | 82.1
1141 | 401 |  |  |  |  | 1 | 665.28 | 665.28 | [25 empty] | Solar |  |  | Inverter | [5 empty] | 25 | 180
1142 | 220 |  |  | Bloom Energy | ES-5710 | 1 | 262.5 | 262.5 | [24 empty] | 1 | Natural Gas | Fuel Cell | Outdoor - Ground Level/Mounted | Inverter | FALSE | FALSE | FALSE
1143 | 282 |  |  | Caterpillar | G3520C | 1 | 2055 | 2055 | [24 empty] | 1 | Natural Gas | Reciprocating Engine | Indoor - Basement | Synchronous Generator | TRUE | TRUE | FALSE
1145 | 309 |  |  | Tecogen, Inc. | InVerde Ultra INV-100 | 1 | 100 | 100 | 700 | 700 | [22 empty] | 1 | Natural Gas | Reciprocating Engine | Indoor - Basement | Inverter | FALSE | FALSE | FALSE | 28.6 | 80.8
1149 | 88 |  |  |  |  | 3 | 770 | 2310 | [25 empty] | Natural Gas | Reciprocating Engine
1150 | 348 |  |  |  |  | 1 | 367.83 | 367.83 | [25 empty] | Solar |  |  | Inverter | [5 empty] | 10 | 220
1152 | 93 |  |  | Guascor | SFGLD240 | 1 | 335 | 335 | [24 empty] | 1 | Digester Gas | Reciprocating Engine | Indoor - Above Ground | Synchronous Generator | FALSE | FALSE | FALSE
1154 | 112 |  |  |  |  | 1 | 243.38 | 243.38 | [25 empty] | Solar |  |  | Inverter | [5 empty] | 10 | 217
1156 | 8 |  |  | Ingersoll-Rand | I-R PowerWorks 70 | 1 | 70 | 70 | [25 empty] | Natural Gas | Microturbine |  | Inverter |  |  |  | 28
1157 | 168 |  |  |  |  | 1 | 283.36 | 283.36 | [25 empty] | Solar |  |  | Inverter | [5 empty] | 10 | 196
1160 | 75 |  |  |  | PureCell 200 | 1 | 200 | 200 | [25 empty] | Natural Gas | Fuel Cell |  | Induction Generator
1161 | 132 |  |  |  |  | 1 | 708.936 | 708.936 | [25 empty] | Solar |  |  | Inverter | [5 empty] | 5 | 185
1162 | 382 |  |  |  |  | 1 | 248.85 | 248.85 | [25 empty] | Solar |  |  | Inverter | [5 empty] | 5 | 199
1163 | 325 |  |  |  |  | 1 | 325 | 325 | [25 empty] | Solar |  |  | Inverter | [5 empty] | 10 | 178
1164 | 354 |  |  |  |  | 1 | 234.93 | 234.93 | [25 empty] | Solar |  |  | Inverter | [5 empty] | 26 | 180
1165 | 90 |  |  |  |  | 3 | 100 | 300 | [25 empty] | Natural Gas | Reciprocating Engine |  | Inverter |  |  |  | 30.4
1168 | 279 |  |  | Tecogen, Inc. | InVerde Ultra INV-100 | 3 | 100 | 300 | 700 | 2100 | [22 empty] | 3 | Natural Gas | Reciprocating Engine | Indoor - Basement | Inverter | TRUE | FALSE | FALSE | 28.6 | 80.8
1177 | 403 |  |  |  |  | 1 | 495.04 | 495.04 | [25 empty] | Solar |  |  | Inverter | [5 empty] | 11.9 | 158
1179 | 326 |  |  | Tecogen, Inc. | InVerde Ultra INV-100 | 2 | 100 | 200 | 700 | 1400 | [22 empty] | 2 | Natural Gas | Reciprocating Engine | Indoor - Basement | Inverter | FALSE | FALSE | FALSE | 28.6 | 80.8
1182 | 25 |  |  | Waukesha | VGF 48GL | 2 | 750 | 1500 | [25 empty] | Natural Gas | Reciprocating Engine |  | Induction Generator |  |  |  | 33.9
1183 | 408 |  |  |  |  | 1 | 2827.2 | 2827.2 | [25 empty] | Solar |  |  | Inverter | [5 empty] | 20 | 180
1185 | 101 |  |  |  |  | 2 | 55 | 110 | [25 empty] | Natural Gas | Reciprocating Engine |  | Induction Generator
1186 | 30 |  |  | Daewoo | GE08TIR/C | 1 | 140 | 140 | [25 empty] | Natural Gas | Reciprocating Engine |  | Synchronous Generator |  |  |  | 30.9
1187 | 332 |  |  |  |  | 1 | 203.13 | 203.13 | [25 empty] | Solar |  |  | Inverter | [5 empty] | 10 | 180
1188 | 340 |  |  |  |  | 1 | 98.82 | 98.82 | [25 empty] | Solar |  |  | Inverter | [5 empty] | 10 | 170
1189 | 350 |  |  |  |  | 1 | 532.53 | 532.53 | [25 empty] | Solar |  |  | Inverter | [5 empty] | 10 | 151
1190 | 16 |  |  | Capstone Turbine Corporation | C60 | 2 | 60 | 120 | [25 empty] | Natural Gas | Microturbine |  | Inverter |  |  |  | 28
1192 | 319 |  |  | Fuji Electric | FP-100i | 1 | 100 | 100 | [24 empty] | 1 | Natural Gas | Fuel Cell | Outdoor - Ground Level/Mounted | Inverter | FALSE | FALSE | FALSE
1193 | 174 |  |  |  |  | 1 | 303.05 | 303.05 | [25 empty] | Solar |  |  | Inverter | [5 empty] | 30 | 180
1194 | 349 |  |  |  |  | 1 | 120.78 | 120.78 | [25 empty] | Solar |  |  | Inverter | [5 empty] | 10 | 197
1195 | 232 |  |  |  |  | 1 | 128.52 | 128.52 | [25 empty] | Solar |  |  | Inverter | [5 empty] | 5 | 170
1196 | 140 |  |  |  |  | 1 | 742.6 | 742.6 | [25 empty] | Solar |  |  | Inverter | [5 empty] | 34 | 180
1197 | 60 |  |  |  |  | 3 | 12500 | 37500 | [25 empty] | Natural Gas | Combined-Cycle Gas Turbine |  | Induction Generator
1201 | 141 |  |  | Aegis Energy Services, Inc. | Aegen TP-75LE | 2 | 75 | 150 | 523 | 1046 | [22 empty] | 2 | Natural Gas | Reciprocating Engine | Indoor - Basement | Induction Generator | FALSE | FALSE | FALSE | 26.9 | 82.1
1203 | 263 |  |  |  |  | 1 | 221 | 221 | [25 empty] | Solar |  |  | Inverter | [5 empty] | 20 | 181
1207 | 33 |  |  | Tecogen, Inc. | CM-75 | 4 | 75 | 300 | [25 empty] | Natural Gas | Reciprocating Engine |  | Induction Generator |  |  |  | 26
1209 | 213 |  |  |  |  | 1 | 524.79 | 524.79 | [25 empty] | Solar |  |  | Inverter | [5 empty] | 5 | 174
1210 | 15 |  |  | Caterpillar | DM7915 | 1 | 2200 | 2200 | [25 empty] | Distillate Oil | Reciprocating Engine |  | Induction Generator |  |  |  | 37.6
1213 | 15 |  |  |  |  | 1 | 770 | 770 | [25 empty] | Natural Gas | Reciprocating Engine |  | Induction Generator |  |  |  | 28
1214 | 15 |  |  | Caterpillar | DM5498 | 3 | 1350 | 4050 | [25 empty] | Natural Gas | Reciprocating Engine |  | Induction Generator |  |  |  | 35.3
1215 | 15 |  |  | Caterpillar | G3516 | 1 | 825 | 825 | [25 empty] | Other Gas | Reciprocating Engine |  | Induction Generator |  |  |  | 36.3
1216 | 383 |  |  |  |  | 1 | 135.85 | 135.85 | [25 empty] | Solar |  |  | Inverter | [5 empty] | 5 | 187
1217 | 236 |  |  |  |  | 1 | 375.76 | 375.76 | [25 empty] | Solar |  |  | Inverter
1218 | 288 |  |  |  |  | 1 | 400.77 | 400.77 | [25 empty] | Solar |  |  | Inverter | [5 empty] | 20 | 180
1219 | 195 |  |  |  |  | 1 | 300 | 300 | [25 empty] | Solar |  |  | Inverter | [5 empty] | 10 | 200
1221 | 345 |  |  |  |  | 1 | 159.21 | 159.21 | [25 empty] | Solar |  |  | Inverter | [5 empty] | 10 | 209
1223 | 411 |  |  | Aegis Energy Services, Inc. | Aegen PowerVerter PV-100 | 2 | 100 | 200 | 643.2 | 1286.4 | [22 empty] | 2 | Natural Gas | Reciprocating Engine | Indoor - Basement | Induction Generator | FALSE | FALSE | FALSE | 25.2 | 76.9
1224 | 321 |  |  |  |  | 1 | 1562 | 1562 | [25 empty] | Solar |  |  | Inverter | [5 empty] | 30 | 180
1225 | 137 |  |  |  |  | 1 | 270.27 | 270.27 | [25 empty] | Solar | Solar PV |  | Inverter
1228 | 235 |  |  |  |  | 1 | 2316.78 | 2316.78 | [25 empty] | Solar |  |  | Inverter | [5 empty] | 20 | 180
1229 | 62 |  |  |  | PureCell 400 | 1 | 400 | 400 | [25 empty] | Natural Gas | Fuel Cell
1230 | 361 |  |  |  |  | 1 | 1510 | 1510 | [25 empty] | Solar |  |  | Inverter | [5 empty] | 30 | 180
1231 | 307 |  |  |  |  | 1 | 493 | 493 | [25 empty] | Solar |  |  | Inverter
1232 | 161 |  |  |  |  | 1 | 96.792 | 96.792 | [25 empty] | Solar |  |  | Inverter | [5 empty] | 10 | 195
1233 | 410 |  |  |  |  | 1 | 996.48 | 996.48 | [25 empty] | Solar |  |  | Inverter
1234 | 139 |  |  |  |  | 1 | 310.2 | 310.2 | [25 empty] | Solar |  |  | Inverter | [5 empty] | 10 | 190
1235 | 299 |  |  |  |  | 1 | 421.8 | 421.8 | [25 empty] | Solar |  |  | Inverter | [5 empty] | 10 | 180
1236 | 193 |  |  | Clear Edge Power | PureCell Model 400 | 2 | 400 | 800 | [24 empty] | 2 | Natural Gas | Fuel Cell |  | Inverter | FALSE | FALSE | FALSE
1237 | 201 |  |  |  |  | 1 | 312.13 | 312.13 | [25 empty] | Solar |  |  | Inverter | [5 empty] | 20 | 178
1238 | 367 |  |  |  |  | 1 | 2800.98 | 2800.98 | [25 empty] | Solar |  |  | Inverter | [5 empty] | 25 | 180
1240 | 107 |  |  |  |  | 1 | 88.944 | 88.944 | [25 empty] | Solar |  |  | Inverter | [6 empty] | 150
1241 | 66 |  |  |  |  | 1 | 195 | 195 | [25 empty] | Natural Gas | Microturbine
1242 | 280 |  |  | Guascor | HGM 240 | 1 | 520 | 520 | [24 empty] | 1 | Digester Gas | Reciprocating Engine | Indoor - Above Ground | Synchronous Generator | FALSE | FALSE | FALSE | 35.8 | 80.2 |  |  | Biological Scrubber
1243 | 328 |  |  | Aegis Energy Services, Inc. | Aegen PowerVerter PV-75 LE | 2 | 75 | 150 | 523 | 1046 | [22 empty] | 2 | Natural Gas | Reciprocating Engine | Indoor - Basement | Inverter | FALSE | FALSE | FALSE | 24.1 | 79.3
1245 | 46 |  |  | Capstone Turbine Corporation | C30 | 1 | 60 | 60 | [25 empty] | Digester Gas | Microturbine |  | Synchronous Generator
1247 | 61 |  |  |  |  | 2 | 250 | 500 | [25 empty] | Natural Gas | Steam Turbine
1248 | 56 |  |  | Guascor | SFGLD 240 | 1 | 300 | 300 | [24 empty] | 1 | Digester Gas | Reciprocating Engine | Indoor - Above Ground | Synchronous Generator | FALSE | FALSE | FALSE |  |  |  |  | Biological Scrubber
1249 | 388 |  |  |  |  | 1 | 418.88 | 418.88 | [25 empty] | Solar |  |  | Inverter | [5 empty] | 11.9 | 182
1250 | 143 |  |  |  |  | 1 | 126 | 126 | [25 empty] | Solar |  |  | Inverter | [5 empty] | 5 | 211
1251 | 273 |  |  |  |  | 1 | 848.64 | 848.64 | [25 empty] | Solar |  |  | Inverter | [5 empty] | 2 | 150
1252 | 242 |  |  | Aegis Energy Services, Inc. | Aegen TP-75LE | 1 | 75 | 75 | 523 | 523 | [22 empty] | 1 | Natural Gas | Reciprocating Engine | Indoor - Basement | Inverter | FALSE | FALSE | FALSE | 26.9 | 82.1
1253 | 163 |  |  |  |  | 1 | 280 | 280 | [25 empty] | Solar |  |  | Inverter | [5 empty] | 15 | 175
1254 | 181 |  |  |  |  | 1 | 117 | 117 | [25 empty] | Solar |  |  | Inverter | [5 empty] | 3
1256 | 413 |  |  |  |  | 1 | 2489.13 | 2489.13 | [25 empty] | Solar |  |  | Inverter | [5 empty] | 30 | 180
1260 | 364 |  |  |  |  | 1 | 345.96 | 345.96 | [25 empty] | Solar |  |  | Inverter | [5 empty] | 8
1261 | 154 |  |  |  |  | 1 | 239.54 | 239.54 | [25 empty] | Solar |  |  | Inverter | [5 empty] | 15 | 170
1263 | 306 |  |  | Stonewell Distributed Power | SDPM250EV12MI4 | 3 | 250 | 750 | 1248.8 | 3746.4 | [22 empty] | 3 | Natural Gas | Reciprocating Engine | Indoor - Basement | Induction Generator | TRUE | FALSE | FALSE | 34.1
1265 | 106 |  |  | NingoBo Solar | 280 | 1 | 172 | 172 | [25 empty] | Solar | [8 empty] | 10 | 169
1266 | 223 |  |  |  |  | 1 | 125.4 | 125.4 | [25 empty] | Solar |  |  | Inverter | [5 empty] | 10 | 161
1268 | 425 |  |  | Tecogen, Inc. | InVerde Ultra INV-100 | 1 | 100 | 100 | 700 | 700 | [22 empty] | 1 | Natural Gas | Reciprocating Engine | Indoor - Basement | Inverter | FALSE | FALSE | FALSE | 28.6 | 80.8
1270 | 422 |  |  |  |  | 1 | 2827.2 | 2827.2 | [25 empty] | Solar |  |  | Inverter | [5 empty] | 20 | 180
1272 | 423 |  |  |  |  | 1 | 1368.9 | 1368.9 | [25 empty] | Solar |  |  | Inverter | [5 empty] | 25 | 180
1275 | 424 |  |  |  |  | 1 | 1131 | 1131 | [25 empty] | Solar |  |  | Inverter | [5 empty] | 30 | 180
1277 | 427 |  |  |  |  | 1 | 456.63 | 456.63 | [25 empty] | Solar |  |  | Inverter
1278 | 426 |  |  |  |  | 1 | 261.27 | 261.27 | [25 empty] | Solar |  |  | Inverter | [5 empty] | 10 | 180
1279 | 418 |  |  |  |  | 1 | 471.58 | 471.58 | [25 empty] | Solar |  |  | Inverter | [5 empty] | 10 | 181
1284 | 432 |  |  | Tecogen, Inc. | CM - 100 | 12 | 100 | 1200 | 732 | 8784 | [22 empty] | 12 | Natural Gas | Reciprocating Engine | Indoor - Basement | Inverter | TRUE | FALSE | FALSE | 28.6 | 80.8
1293 | 420 |  |  | Caterpillar | G3508 | 1 | 375 | 375 | [24 empty] | 1 | Digester Gas | Reciprocating Engine | Indoor - Basement | Synchronous Generator | FALSE | FALSE | FALSE |  |  |  |  | Iron Sponge
1296 | 428 |  |  |  |  | 1 | 1627.92 | 1627.92 | [25 empty] | Solar |  |  | Inverter | [5 empty] | 25 | 180
1297 | 419 |  |  | IntelliGen Power Systems | IC-250 | 1 | 250 | 250 | [24 empty] | 1 | Natural Gas | Reciprocating Engine | Outdoor - Rooftop | Inverter | TRUE | FALSE | FALSE |  | 81.003
1298 | 431 |  |  | Aegis Energy Services, Inc. | Aegen PowerVerter PV-75 | 1 | 75 | 75 | 523 | 523 | [22 empty] | 1 | Natural Gas | Reciprocating Engine | Indoor - Basement | Synchronous Generator | FALSE | FALSE | FALSE | 24.1 | 79.3
1299 | 429 |  |  | Aegis Energy Services, Inc. | Aegen PowerVerter PV-100 | 2 | 100 | 200 | 697 | 1394 | [22 empty] | 2 | Natural Gas | Reciprocating Engine | Indoor - Basement | Synchronous Generator | FALSE | FALSE | FALSE | 25.2 | 76.9
1301 | 430 |  |  | Aegis Energy Services, Inc. | Aegen PowerVerter PV-100 | 1 | 100 | 100 | 643 | 643 | [22 empty] | 1 | Natural Gas | Reciprocating Engine | Indoor - Basement | Synchronous Generator | FALSE | FALSE | FALSE | 25.2 | 76.9
1302 | 434 |  |  | Aegis Energy Services, Inc. | Aegen PowerVerter PV-100 | 2 | 100 | 200 | 642 | 1284 | [22 empty] | 2 | Natural Gas | Reciprocating Engine | Indoor - Basement | Synchronous Generator | FALSE | FALSE | FALSE | 25.2 | 76.9
1304 | 433 |  |  |  |  | 1 | 589.12 | 589.12 | [25 empty] | Solar |  |  | Inverter | [5 empty] | 5 | 180
1306 | 440 |  |  |  |  | 1 | 718.092 | 718.092 | [25 empty] | Solar |  |  | Inverter | [5 empty] | 10 | 183
1307 | 450 |  |  |  |  | 1 | 2482.52 | 2482.52 | [25 empty] | Solar |  |  | Inverter | [5 empty] | 30 | 180
1308 | 451 |  |  | Yanmar | CP35D1Z | 2 | 35 | 70 | 202 | 404 | [22 empty] | 2 | Natural Gas | Reciprocating Engine | Indoor - Basement | Inverter | FALSE | FALSE | FALSE
1310 | 439 |  |  | Yanmar | CP35D1 | 2 | 35 | 70 | 202 | 404 | [22 empty] | 2 | Natural Gas | Reciprocating Engine | Indoor - Basement | Inverter | FALSE | FALSE | FALSE | 25.2 | 78.6
1312 | 447 |  |  |  |  | 1 | 2131.56 | 2131.56 | [25 empty] | Solar |  |  | Inverter | [5 empty] | 20 | 180
1314 | 446 |  |  | IntelliGen Power Systems | IntelliGen 80 | 1 | 80 | 80 | 406 | 406 | [22 empty] | 1 | Natural Gas | Reciprocating Engine | Indoor - Basement | Inverter | FALSE | FALSE | FALSE
1315 | 446 |  |  | IntelliGen Power Systems | IntelliGen 160 | 2 | 160 | 320 | 828 | 1656 | [22 empty] | 2 | Natural Gas | Reciprocating Engine | Indoor - Basement | Inverter | FALSE | FALSE | FALSE
1316 | 435 |  |  |  |  | 1 | 378 | 378 | [25 empty] | Solar |  |  | Inverter | [5 empty] | 10 | 150
1317 | 442 |  |  | Yanmar | CP35D1 | 1 | 35 | 35 | 202 | 202 | [22 empty] | 1 | Natural Gas | Reciprocating Engine | Indoor - Basement | Inverter | FALSE | FALSE | FALSE | 25.2 | 78.6
1318 | 444 |  |  | Yanmar | CP35D1 | 1 | 35 | 35 | 202 | 202 | [22 empty] | 1 | Natural Gas | Reciprocating Engine | Indoor - Basement | Inverter | FALSE | FALSE | FALSE | 25.2 | 78.6
1319 | 443 |  |  | Yanmar | CP35D1 | 1 | 35 | 35 | 202 | 202 | [22 empty] | 1 | Natural Gas | Reciprocating Engine | Indoor - Basement | Inverter | FALSE | FALSE | FALSE | 25.2 | 78.6
1321 | 453 |  |  |  |  | 1 | 2600 | 2600 | [25 empty] | Solar |  |  | Inverter | [5 empty] | 25 | 180
1327 | 437 |  |  | Yanmar | CP35D1 | 3 | 35 | 105 | 202 | 606 | [22 empty] | 3 | Natural Gas | Reciprocating Engine | Indoor - Basement | Inverter | FALSE | FALSE | FALSE | 25.2 | 78.6
1328 | 448 |  |  |  |  | 1 | 120.9 | 120.9 | [25 empty] | Solar |  |  | Inverter | [5 empty] | 8
1330 | 441 |  |  | Yanmar | CP35D1 | 1 | 35 | 35 | 202 | 202 | [22 empty] | 1 | Natural Gas | Reciprocating Engine | Indoor - Basement | Inverter | FALSE | FALSE | FALSE | 25.2 | 78.6
1331 | 456 |  |  |  |  | 1 | 1298.08 | 1298.08 | [25 empty] | Solar |  |  | Inverter | [5 empty] | 30 | 180
1332 | 454 |  |  |  |  | 1 | 2433.9 | 2433.9 | [25 empty] | Solar |  |  | Inverter | [5 empty] | 25 | 180
1333 | 436 |  |  |  |  | 1 | 378 | 378 | [25 empty] | Solar |  |  | Inverter | [5 empty] | 10 | 150
1334 | 455 |  |  | IntelliGen Power Systems | IntelliGen 150 | 1 | 150 | 150 | 826 | 826 | [22 empty] | 1 | Natural Gas | Reciprocating Engine | Indoor - Basement | Induction Generator | FALSE | FALSE | FALSE | 33.5
1335 | 449 |  |  |  |  | 1 | 2035.5 | 2035.5 | [25 empty] | Solar |  |  | Inverter | [5 empty] | 25 | 180
1341 | 457 |  |  | Yanmar | CP35DIZ-TNUG | 6 | 35 | 210 | 202 | 1212 | [22 empty] | 6 | Natural Gas | Reciprocating Engine | Indoor - Basement | Inverter | FALSE | FALSE | FALSE
1342 | 445 |  |  | Capstone Turbine Corporation | C65 | 1 | 65 | 65 | [24 empty] | 1 | Natural Gas | Microturbine | Indoor - Basement | Synchronous Generator | FALSE | FALSE | FALSE | 25 | 71
1346 | 452 |  |  | Yanmar | CP35D1 | 3 | 35 | 105 | 202 | 606 | [22 empty] | 3 | Natural Gas | Reciprocating Engine | Indoor - Basement | Inverter | FALSE | FALSE | FALSE
1347 | 458 |  |  |  |  | 1 | 521.52 | 521.52 | [25 empty] | Solar |  |  | Inverter | [5 empty] | 10 | 150
1350 | 459 |  |  |  |  | 1 | 1115.49 | 1115.49 | [25 empty] | Solar |  |  | Inverter | [5 empty] | 0 | 0
1351 | 460 |  |  |  |  | 1 | 1092 | 1092 | [25 empty] | Solar |  |  | Inverter | [5 empty] | 30 | 180
1352 | 461 |  |  |  |  | 1 | 233.8 | 233.8 | [25 empty] | Solar |  |  | Inverter | [5 empty] | 10 | 206
1354 | 463 |  |  |  |  | 1 | 449.82 | 449.82 | [25 empty] | Solar |  |  | Inverter | [5 empty] | 11.9 | 55
1365 | 466 |  |  |  |  | 3 | 150 | 450 | [25 empty] | Natural Gas | Reciprocating Engine |  | Synchronous Generator
1370 | 467 |  |  |  |  | 2 | 75 | 150 | [25 empty] | Natural Gas | Reciprocating Engine |  | Induction Generator
1372 | 465 |  |  | CoastIntelligen | CI-60 | 2 | 60 | 120 | 490 | 980 | [22 empty] | 2 | Natural Gas | Reciprocating Engine | Outdoor - Ground Level/Mounted | Induction Generator | FALSE | FALSE | FALSE | 25 | 85
1378 | 472 |  |  |  |  | 2 | 1500 | 3000 | [25 empty] | Natural Gas | Reciprocating Engine |  | Induction Generator
1380 | 468 |  |  |  |  | 4 | 365 | 1460 | [25 empty] | Natural Gas | Reciprocating Engine |  | Induction Generator
1385 | 477 |  |  | Capstone Turbine Corporation | C30 | 4 | 30 | 120 | [25 empty] | Digester Gas | Microturbine |  | Inverter |  |  |  | 27
1389 | 470 |  |  |  |  | 7 | 150 | 1050 | [25 empty] | Natural Gas | Reciprocating Engine |  | Induction Generator
1394 | 464 |  |  | Capstone Turbine Corporation | C30 | 25 | 30 | 750 | [25 empty] | Natural Gas | Microturbine |  | Inverter |  |  |  | 28
1419 | 464 |  |  | Furhlaender |  | 1 | 250 | 250 | [25 empty] | Wind | Wind Turbine |  | Inverter |  |  |  | 100
1420 | 478 |  |  | Solar Turbines | Taurus 70-T10301S Std. | 1 | 7500 | 7500 | [25 empty] | Natural Gas | Combined-Cycle Gas Turbine |  | Induction Generator
1421 | 469 |  |  | UTC Power | Purecell 200 | 1 | 200 | 200 | [24 empty] | 1 | Natural Gas | Fuel Cell |  | Inverter |  |  |  | 40
1436 | 473 |  |  |  |  | 1 | 1100 | 1100 | [25 empty] | Natural Gas | Reciprocating Engine |  | Induction Generator
1437 | 471 |  |  | Aegenco | AGC-TP-75LE | 1 | 300 | 300 | [25 empty] | Natural Gas | Reciprocating Engine |  | Induction Generator |  |  |  | 30
1438 | 475 |  |  |  |  | 1 | 330 | 330 | [25 empty] | Natural Gas | Reciprocating Engine |  | Induction Generator
1439 | 474 |  |  |  |  | 2 | 1100 | 2200 | [25 empty] | Natural Gas | Reciprocating Engine |  | Induction Generator
1441 | 476 |  |  | Tecogen, Inc. | TecoDrive 7400 | 2 | 75 | 150 | [25 empty] | Natural Gas | Reciprocating Engine |  | Induction Generator
1452 | 479 |  |  | Caterpillar | G3508 | 1 | 700 | 700 | [25 empty] | Digester Gas | Reciprocating Engine |  | Synchronous Generator
1465 | 480 |  |  |  | PureCell 400 | 1 | 400 | 400 | [25 empty] | Natural Gas | Fuel Cell
1478 | 481 |  |  |  |  | 1 | 201.19 | 201.19 | [25 empty] | Solar |  |  | Inverter | [5 empty] | 10 | 195
1479 | 482 |  |  |  |  | 1 | 250 | 250 | [25 empty] | Natural Gas | Reciprocating Engine |  | Inverter
1480 | 483 |  |  | PureCell | Model 400 | 1 | 400 | 400 | [24 empty] | 1 | Natural Gas | Fuel Cell |  | Inverter | FALSE | FALSE | FALSE
1481 | 484 |  |  |  |  | 1 | 902.52 | 902.52 | [25 empty] | Solar |  |  | Inverter | [5 empty] | 3 | 180
1482 | 485 |  |  |  |  | 1 | 347.875 | 347.875 | [25 empty] | Solar |  |  | Inverter | [5 empty] | 0
1483 | 486 |  |  | Tecogen, Inc. | INV Ultra 100 | 1 | 100 | 100 | 700 | 700 | [22 empty] | 1 | Natural Gas | Reciprocating Engine | Indoor - Basement | Inverter | FALSE | FALSE | FALSE | 28.6 | 80.8
1484 | 487 |  |  |  |  | 1 | 67.83 | 67.83 | [25 empty] | Solar |  |  | Inverter | [5 empty] | 5 | 170
1485 | 488 |  |  |  |  | 1 | 132.09 | 132.09 | [25 empty] | Solar |  |  | Inverter | [5 empty] | 5 | 170
1486 | 489 |  |  |  |  | 1 | 60.69 | 60.69 | [25 empty] | Solar |  |  | Inverter | [5 empty] | 5 | 170
1487 | 252 |  |  | Aegis Energy Services, Inc. | Aegen TP-75LE | 4 | 75 | 300 | 523 | 2092 | [22 empty] | 4 | Natural Gas | Reciprocating Engine | Indoor - Basement | Synchronous Generator | FALSE | FALSE | FALSE | 26.9 | 82.1
1488 | 490 |  |  | Aegenco | Powerverter PV-75 | 1 | 75 | 75 | 523 | 523 | [22 empty] | 1 | Natural Gas | Reciprocating Engine | Indoor - Basement | Induction Generator | FALSE | FALSE | FALSE | 24.1 | 79.3
1489 | 491 |  |  |  |  | 1 | 85.68 | 85.68 | [25 empty] | Solar
1490 | 492 |  |  |  |  | 1 | 953.19 | 953.19 | [25 empty] | Solar |  |  | Inverter
1491 | 493 |  |  |  |  | 1 | 628.32 | 628.32 | [25 empty] | Solar |  |  | Inverter
1492 | 494 |  |  |  |  | 1 | 128.52 | 128.52 | [25 empty] | Solar |  |  | Inverter
1493 | 495 |  |  |  |  | 1 | 53.55 | 53.55 | [25 empty] | Solar |  |  | Inverter
1494 | 327 |  |  | Aegis Energy Services, Inc. | ThermoPower TP-75LE | 1 | 75 | 75 | 523 | 523 | [22 empty] | 1 | Natural Gas | Reciprocating Engine | Indoor - Basement | Induction Generator | FALSE | FALSE | FALSE | 26.1
1495 | 496 |  |  |  |  | 1 | 238.7 | 238.7 | [25 empty] | Solar |  |  | Inverter | [5 empty] | 5 | 196
1496 | 497 |  |  |  |  | 1 | 184.14 | 184.14 | [25 empty] | Solar |  |  | Inverter | [5 empty] | 5 | 196
1497 | 498 |  |  |  |  | 1 | 286.44 | 286.44 | [25 empty] | Solar |  |  | Inverter | [5 empty] | 5 | 196
1498 | 499 |  |  |  |  | 1 | 159.21 | 159.21 | [25 empty] | Solar |  |  | Inverter | [5 empty] | 10 | 211
1499 | 500 |  |  |  |  | 1 | 2695.68 | 2695.68 | [25 empty] | Solar |  |  | Inverter | [5 empty] | 20 | 180
1500 | 420 |  |  | Caterpillar | G3508 | 2 | 350 | 700 | [24 empty] | 2 | Digester Gas | Reciprocating Engine | Indoor - Basement | Synchronous Generator | FALSE | FALSE | FALSE |  |  |  |  | Iron Sponge
1501 | 501 |  |  |  |  | 1 | 2827.2 | 2827.2 | [25 empty] | Solar |  |  | Inverter | [5 empty] | 20 | 180
1502 | 502 |  |  |  |  | 1 | 217.8 | 217.8 | [25 empty] | Solar |  |  | Inverter | [5 empty] | 30 | 180
1503 | 503 |  |  |  |  | 1 | 860 | 860 | [25 empty] | Solar |  |  | Inverter | [5 empty] | 20 | 180
1504 | 504 |  |  |  |  | 1 | 945.63 | 945.63 | [25 empty] | Solar |  |  | Inverter | [5 empty] | 3
1505 | 505 |  |  | Marathon | 431RSL4009400 kW | 1 | 150 | 150 | 784 | 784 | [22 empty] | 1 | Natural Gas | Reciprocating Engine | Indoor - Basement |  | FALSE | FALSE | FALSE
1506 | 506 |  |  |  |  | 1 | 473.85 | 473.85 | [25 empty] | Solar |  |  | Inverter | [5 empty] | 25 | 180
1507 | 507 |  |  |  |  | 1 | 418 | 418 | [25 empty] | Solar |  |  | Inverter | [5 empty] | 7
1508 | 508 |  |  |  |  | 1 | 690.1 | 690.1 | [25 empty] | Solar |  |  | Inverter | [5 empty] | 5 | 212
1509 | 509 |  |  |  |  | 1 | 686.08 | 686.08 | [25 empty] | Solar |  |  | Inverter | [5 empty] | 5 | 184
1510 | 510 |  |  | Guascor | SFGLD 180 | 1 | 225 | 225 | [24 empty] | 1 | Digester Gas | Reciprocating Engine | Indoor - Above Ground | Induction Generator | FALSE | FALSE | FALSE |  |  |  |  | Biological Scrubber
1511 | 511 |  |  | Capstone Turbine Corporation | C30 | 2 | 90 | 180 | [25 empty] | Digester Gas | Microturbine |  | Inverter |  |  |  | 27
1512 | 512 |  |  | Guascor | SFGLD180 | 1 | 225 | 225 | [24 empty] | 1 | Digester Gas | Reciprocating Engine | Indoor - Above Ground | Induction Generator | FALSE | FALSE | FALSE |  |  |  |  | Biological Scrubber
1513 | 513 |  |  | Aegis Energy Services, Inc. | Aegen PowerVerter PV-75 LE | 1 | 75 | 75 | 523 | 523 | [22 empty] | 1 | Natural Gas | Reciprocating Engine | Indoor - Basement | Inverter | FALSE | FALSE | FALSE | 24.1 | 79.3
1514 | 514 |  |  | Caterpillar | G3508 LE | 1 | 415 | 415 | [24 empty] | 1 | Digester Gas | Reciprocating Engine | Indoor - Basement | Synchronous Generator | FALSE | FALSE | FALSE |  |  |  |  | Iron Sponge
1515 | 515 |  |  |  |  | 1 | 1000.35 | 1000.35 | [25 empty] | Solar |  |  | Inverter | [5 empty] | 25 | 180
1516 | 516 |  |  | Waukesha | 145 | 1 | 145 | 145 | [25 empty] | Digester Gas | Reciprocating Engine |  | Synchronous Generator |  |  |  | 22
1517 | 517 |  |  |  |  | 1 | 724.68 | 724.68 | [25 empty] | Solar | [8 empty] | 25 | 180
1518 | 518 |  |  |  |  | 1 | 2441.88 | 2441.88 | [25 empty] | Solar | [8 empty] | 30 | 180
1519 | 519 |  |  |  |  | 1 | 2702 | 2702 | [25 empty] | Solar | [8 empty] | 25 | 180
1520 | 520 |  |  |  |  | 1 | 2993.8 | 2993.8 | [25 empty] | Solar | [8 empty] | 25 | 180
1521 | 521 |  |  |  |  | 1 | 486.88 | 486.88 | [25 empty] | Solar | [8 empty] | 10.4 | 177
1522 | 522 |  |  |  |  | 1 | 1906.08 | 1906.08 | [25 empty] | Solar | [8 empty] | 20 | 167
1523 | 523 |  |  |  |  | 1 | 499.79 | 499.79 | [25 empty] | Solar | [8 empty] | 26 | 191
1524 | 524 |  |  |  |  | 1 | 2257.2 | 2257.2 | [25 empty] | Solar
1525 | 525 |  |  | Bloom Energy | ES-5700 Fuel Cell | 1 | 210 | 210 | [25 empty] | Natural Gas | Fuel Cell |  |  | FALSE | FALSE | FALSE
1526 | 526 |  |  | Tecogen, Inc. | InVerde INV100e+ | 1 | 100 | 100 | 700 | 700 | [22 empty] | 1 | Natural Gas | Reciprocating Engine |  |  | FALSE | FALSE | FALSE
1527 | 527 |  |  |  |  | 1 | 2035.5 | 2035.5 | [25 empty] | Solar | [8 empty] | 25 | 180
1528 | 528 |  |  |  |  | 1 | 307.53 | 307.53 | [25 empty] | Solar | [8 empty] | 20 | 180
1529 | 529 |  |  |  |  | 1 | 660.96 | 660.96 | [25 empty] | Solar | [8 empty] | 35 | 180
1530 | 530 |  |  |  |  | 1 | 2597.4 | 2597.4 | [25 empty] | Solar | [8 empty] | 20 | 180
1531 | 531 |  |  | Jenbacher | JGS 312 | 1 | 625 | 625 | [24 empty] | 1 | Digester Gas | Reciprocating Engine | Indoor - Above Ground |  | FALSE | FALSE | FALSE |  |  |  |  | Other
1532 | 532 |  |  | Tecogen, Inc. | Inverde INV100 | 1 | 100 | 100 | 700 | 700 | [22 empty] | 1 | Natural Gas | Reciprocating Engine |  |  | FALSE | FALSE | FALSE
1533 | 533 |  |  |  |  | 1 | 2550.06 | 2550.06 | [25 empty] | Solar | [8 empty] | 25 | 180
1534 | 534 |  |  | AEGENCO Inc. | Powerverter PV-75 | 1 | 75 | 75 | 520 | 520 | [22 empty] | 1 | Natural Gas | Reciprocating Engine |  |  | FALSE | FALSE | FALSE | 24.1 | 79.3
1535 | 535 |  |  | Bloom Energy | ES5-BABAA0 | 1 | 210 | 210 | [24 empty] | 1 | Natural Gas | Fuel Cell |  |  | FALSE | FALSE | FALSE
1536 | 536 |  |  | Bloom Energy | ES-5700 | 1 | 210 | 210 | [24 empty] | 1 | Natural Gas | Fuel Cell |  |  | FALSE | FALSE | FALSE
1537 | 537 |  |  | Bloom Energy | ES-5700 | 1 | 210 | 210 | [24 empty] | 1 | Natural Gas | Fuel Cell |  |  | FALSE | FALSE | FALSE
1538 | 538 |  |  | Bloom Energy | ES-5700 | 1 | 210 | 210 | [24 empty] | 1 | Natural Gas | Fuel Cell |  |  | FALSE | FALSE | FALSE
1539 | 539 |  |  | Bloom Energy | ES-5700 | 1 | 210 | 210 | [24 empty] | 1 | Natural Gas | Fuel Cell |  |  | FALSE | FALSE | FALSE
1540 | 540 |  |  | Bloom Energy | ES5-BABAA0 | 1 | 210 | 210 | [24 empty] | 1 | Natural Gas | Fuel Cell |  |  | FALSE | FALSE | FALSE
1541 | 541 |  |  | Bloom Energy | ES5-BABAA0 | 2 | 210 | 420 | [24 empty] | 2 | Natural Gas | Fuel Cell |  |  | FALSE | FALSE | FALSE
1542 | 542 |  |  |  | Solar PV Array | 1 | 954.72 | 954.72 | [24 empty] | 1 | Solar
1543 | 543 |  |  |  | Solar PV Array | 1 | 784.53 | 784.53 | [24 empty] | 1 | Solar | [8 empty] | 10 | 30
1544 | 544 |  |  |  | Solar PV Array | 1 | 1104.92 | 1104.92 | [24 empty] | 1 | Solar | [8 empty] | 10
1545 | 545 |  |  |  | Solar PV Array | 1 | 2026.08 | 2026.08 | [24 empty] | 1 | Solar | [8 empty] | 25 | 172
1546 | 546 |  |  |  | Solar PV Array | 1 | 345.15 | 345.15 | [24 empty] | 1 | Solar | [8 empty] | 10 | 173
1547 | 185 |  |  |  |  | 1 | 240.9 | 240.9 | [25 empty] | Solar |  |  | Inverter | [5 empty] | 10 | 172
1548 | 186 |  |  |  |  | 1 | 402.6 | 402.6 | [25 empty] | Solar |  |  | Inverter | [5 empty] | 10 | 173
1549 | 244 |  |  |  |  | 1 | 386.1 | 386.1 | [25 empty] | Solar |  |  | Inverter | [5 empty] | 5 | 209
1550 | 318 |  |  |  |  | 1 | 449.82 | 449.82 | [25 empty] | Solar |  |  | Inverter | [5 empty] | 11.9 | 175
1551 | 438 |  |  |  |  | 1 | 656.64 | 656.64 | [25 empty] | Solar |  |  | Inverter | [5 empty] | 30 | 180
1552 | 462 |  |  |  |  | 1 | 1609.97 | 1609.97 | [25 empty] | Solar |  |  | Inverter | [5 empty] | 28 | 180
1553 | 547 |  |  |  |  | 1 | 259.64 | 259.64 | [25 empty] | Solar | [8 empty] | 5 | 196
1554 | 548 |  |  |  |  | 1 | 2833.4 | 2833.4 | [25 empty] | Solar | [8 empty] | 25 | 180
1555 | 555 |  |  | Yanmar | CP35D1Z | 1 | 35 | 35 | 204 | 204 | [22 empty] | 1 | Natural Gas | Reciprocating Engine |  |  | FALSE | FALSE | FALSE | 25.2 | 78.6
1556 | 549 |  |  |  | Solar PV Array | 1 | 441 | 441 | [24 empty] | 1 | Solar | [8 empty] | 5 | 205
1557 | 550 |  |  |  | Solar PV Array | 1 | 2708.55 | 2708.55 | [24 empty] | 1 | Solar | [8 empty] | 25 | 180
1558 | 551 |  |  |  | Solar PV Array | 1 | 2708.55 | 2708.55 | [24 empty] | 1 | Solar | [8 empty] | 25 | 180
1559 | 552 |  |  |  | Solar PV Array | 1 | 1995.84 | 1995.84 | [24 empty] | 1 | Solar | [8 empty] | 25 | 180
1560 | 553 |  |  |  | Solar PV Array | 1 | 538.68 | 538.68 | [24 empty] | 1 | Solar | [8 empty] | 10 | 198
1561 | 554 |  |  | Capstone Turbine Corporation | C 1000S ICHP | 1 | 1000 | 1000 | 11400 | 11400 | [22 empty] | 1 | Natural Gas | Microturbine | Outdoor - Ground Level/Mounted | Inverter | FALSE | FALSE | FALSE | 28.4 | 61.8
1562 | 556 |  |  |  |  | 2 | 100 | 200 | [24 empty] | 2 | Natural Gas | Reciprocating Engine |  |  | FALSE | FALSE | FALSE
1563 | 557 |  |  |  | Solar PV Array | 1 | 2446.74 | 2446.74 | [24 empty] | 1 | Solar | [8 empty] | 25 | 196
1564 | 558 |  |  | Kraft | MMG-250 PID | 2 | 250 | 500 | [24 empty] | 2 | Natural Gas | Reciprocating Engine |  |  | TRUE | FALSE | FALSE
1565 | 559 |  |  | IntelliGen Power Systems | IntelliGen 160 | 2 | 160 | 320 | 828 | 1656 | [22 empty] | 2 | Natural Gas | Reciprocating Engine |  |  | FALSE | FALSE | FALSE | 31 | 81
1566 | 560 |  |  | IntelliGen Power Systems | IntelliGen 160 | 2 | 160 | 320 | 828 | 1656 | [22 empty] | 2 | Natural Gas | Reciprocating Engine |  |  | FALSE | FALSE | FALSE | 31 | 81
1567 | 561 |  |  |  | Solar PV Array | 1 | 2754.05 | 2754.05 | [24 empty] | 1 | Solar | [8 empty] | 20 | 180
1568 | 276 |  |  | Capstone Turbine Corporation | C65-ICHP | 8 | 65 | 520 | 380 | 3040 | [22 empty] | 8 | Natural Gas | Microturbine | Indoor - Above Ground | Inverter | TRUE | FALSE | FALSE
1569 | 562 |  |  |  | Solar PV Array | 1 | 1080 | 1080 | [24 empty] | 1 | Solar | [8 empty] | 10 | 90
1570 | 563 |  |  |  | Solar PV Array | 1 | 1077.12 | 1077.12 | [24 empty] | 1 | Solar | [8 empty] | 25 | 180
1571 | 564 |  |  |  | Solar PV Array | 1 | 2334.72 | 2334.72 | [24 empty] | 1 | Solar | [8 empty] | 25 | 180
1572 | 565 |  |  | Carrier | Microsteam Backpressure Turbine | 1 | 275 | 275 | [24 empty] | 1 |  |  | Indoor - Basement |  | FALSE | FALSE | FALSE
1573 | 566 |  |  |  | Solar PV Array | 1 | 2722.2 | 2722.2 | [24 empty] | 1 | Solar | [8 empty] | 25 | 180
1575 | 118 |  |  | UTC Power | Pure Comfort Solution 325M Carb | 5 | 65 | 325 | [24 empty] | 5 | Natural Gas | Microturbine |  | Inverter | TRUE | FALSE | FALSE
1576 | 567 |  |  |  |  | 1 |  |  |  |  | 100 | 100 | 400 | 400 | [16 empty] | Battery | Lead-Acid
1577 | 568 |  |  |  |  | 1 |  |  |  |  | 100 | 100 | 400 | 400 | [16 empty] | Battery | Lead-Acid
1578 | 569 |  |  |  |  | 1 |  |  |  |  | 225 | 225 | 2000 | 2000 | [16 empty] | Battery | Lead-Acid
1579 | 570 |  |  |  |  | 1 |  |  |  |  | 100 | 100 | 400 | 400 | [16 empty] | Battery | Lead-Acid
1580 | 571 |  |  |  |  | 1 |  |  |  |  | 100 | 100 | 400 | 400 | [16 empty] | Battery | Lead-Acid
1581 | 572 |  |  |  |  | 1 |  |  |  |  | 100 | 100 | 400 | 400 | [16 empty] | Battery | Lead-Acid
1582 | 573 |  |  |  |  | 1 |  |  |  |  | 300 | 300 | 1200 | 1200 | [16 empty] | Battery | Lithium Ion (LI-ION)
1583 | 574 |  |  |  |  | 1 |  |  |  |  | 100 | 100 | 400 | 400 | [16 empty] | Battery | Vanadium Redox Flow Battery (VRB)
1584 | 575 |  |  |  |  | 1 |  |  |  |  | 125 | 125 | 300 | 300 | [16 empty] | Battery | Lead-Acid
1585 | 576 |  |  |  |  | 1 |  |  |  |  | 100 | 100 | 400 | 400 | [16 empty] | Battery | Lead-Acid
1586 | 577 |  |  |  |  | 1 |  |  |  |  | 100 | 100 | 400 | 400 | [16 empty] | Battery | Lead-Acid
1587 | 578 |  |  |  |  | 1 |  |  |  |  | 100 | 100 | 400 | 400 | [16 empty] | Battery | Lead-Acid
1588 | 579 |  |  |  |  | 1 |  |  |  |  | 125 | 125 | 200 | 200 | [16 empty] | Battery | Lithium Ion (LI-ION)
1589 | 580 |  |  |  |  | 1 |  |  |  |  | 125 | 125 | 500 | 500 | [16 empty] | Battery | Lead-Acid
1590 | 581 |  |  |  |  | 1 |  |  |  |  | 125 | 125 | 300 | 300 | [16 empty] | Battery | Lead-Acid
1591 | 583 |  |  |  |  | 1 |  |  |  |  | 27.2 | 27.2 | 96 | 96 | [16 empty] | Battery | Lithium Ion (LI-ION)
1592 | 584 |  |  |  |  | 1 |  |  |  |  | 51 | 51 | 96 | 96 | [16 empty] | Battery | Lithium Ion (LI-ION)
1593 | 585 |  |  |  |  | 1 |  |  |  |  | 51 | 51 | 96 | 96 | [16 empty] | Battery | Lithium Ion (LI-ION)
1594 | 586 |  |  |  |  | 1 |  |  |  |  | 51 | 51 | 96 | 96 | [16 empty] | Battery | Lithium Ion (LI-ION)
1595 | 587 |  |  |  |  | 1 |  |  |  |  | 27.2 | 27.2 | 64 | 64 | [16 empty] | Battery | Lithium Ion (LI-ION)
1596 | 588 |  |  |  |  | 1 |  |  |  |  | 36 | 36 | 72 | 72 | [16 empty] | Battery | Lithium Ion (LI-ION)
1597 | 589 |  |  |  |  | 1 |  |  |  |  | 20000 | 20000 | 5000 | 5000 | [16 empty] | Mechanical | Flywheel
1598 | 590 |  |  |  | Solar PV Array | 1 | 2387.88 | 2387.88 | [24 empty] | 1 | Solar | [8 empty] | 20 | 180
1599 | 591 |  |  | Tecogen Inc. | InVerde 100 | 1 | 100 | 100 | 613 | 613 | [22 empty] | 1 | Natural Gas | Reciprocating Engine | Indoor | Inverter | TRUE | FALSE | FALSE | 28.6 | 80.8
1600 | 582 |  |  | MAN | E2876 E312 | 1 | 160 | 160 | 815 | 815 | [22 empty] | 1 | Natural Gas | Reciprocating Engine |  |  | FALSE | FALSE | FALSE
1601 | 592 |  |  |  | Solar PV Array | 1 | 2387.88 | 2387.88 | [24 empty] | 1 | Solar | [8 empty] | 20 | 180
1602 | 593 |  |  |  | Solar PV Array | 1 | 2858.22 | 2858.22 | [24 empty] | 1 | Solar | [8 empty] | 20 | 180
1603 | 594 |  |  |  | Solar PV Array | 1 | 2858.22 | 2858.22 | [24 empty] | 1 | Solar | [8 empty] | 20 | 180
1604 | 595 |  |  |  | Solar PV Array | 1 | 2823.12 | 2823.12 | [24 empty] | 1 | Solar | [8 empty] | 20 | 180
1605 | 596 |  |  |  | Solar PV Array | 1 | 1992.6 | 1992.6 | [24 empty] | 1 | Solar | [8 empty] | 25 | 180
1606 | 597 |  |  |  | Solar PV Array | 1 | 2630.61 | 2630.61 | [24 empty] | 1 | Solar | [8 empty] | 25 | 180
1607 | 598 |  |  | Tecogen Inc. | InVerde 100 | 3 | 100 | 300 | 613 | 1839 | [22 empty] | 3 | Natural Gas | Reciprocating Engine |  |  | FALSE | FALSE | FALSE | 28.6 | 80.8
1608 | 599 |  |  |  | Solar PV Array | 1 | 1123.2 | 1123.2 | [24 empty] | 1 | Solar | [8 empty] | 30 | 180
1609 | 600 |  |  |  | Solar PV Array | 1 | 347.14 | 347.14 | [24 empty] | 1 | Solar | [9 empty] | 184
1610 | 601 |  |  |  | Solar PV Array | 1 | 286.65 | 286.65 | [24 empty] | 1 | Solar | [8 empty] | 20 | 180
1611 | 602 |  |  |  | Solar PV Array | 1 | 439.28 | 439.28 | [24 empty] | 1 | Solar | [8 empty] | 10 | 174
1612 | 603 |  |  |  | Solar PV Array | 1 | 331.84 | 331.84 | [24 empty] | 1 | Solar | [8 empty] | 10 | 174
1613 | 605 |  |  | Capstone Turbine Corporation | C66 | 2 | 65 | 130 | 388 | 776 | [22 empty] | 2 | Natural Gas | Microturbine |  |  | FALSE | FALSE | FALSE | 25 | 71
1614 | 604 |  |  | Capstone Turbine Corporation | C65 | 2 | 65 | 130 | 388 | 776 | [22 empty] | 2 | Natural Gas | Microturbine |  |  | FALSE | FALSE | FALSE | 25 | 71
1615 | 606 |  |  | Capstone Turbine Corporation | C65 | 2 | 65 | 130 | 388 | 776 | [22 empty] | 2 | Natural Gas | Microturbine |  |  | FALSE | FALSE | FALSE | 25 | 71
1616 | 607 |  |  |  | Solar PV Array | 1 | 2635.11 | 2635.11 | [24 empty] | 1 | Solar | [8 empty] | 15 | 180
1617 | 608 |  |  |  | Solar PV Array | 1 | 1442.7 | 1442.7 | [24 empty] | 1 | Solar | [8 empty] | 30 | 180
1618 | 609 |  |  |  | Solar PV Array | 1 | 249.04 | 249.04 | [24 empty] | 1 | Solar
1619 | 610 |  |  |  | Solar PV Array | 1 | 1221.12 | 1221.12 | [24 empty] | 1 | Solar | [8 empty] | 25 | 180
1620 | 611 |  |  |  | Solar PV Array | 1 | 532.53 | 532.53 | [24 empty] | 1 | Solar | [8 empty] | 7 | 110
1621 | 612 |  |  |  | Solar PV Array | 1 | 2438.46 | 2438.46 | [24 empty] | 2 | Solar | [8 empty] | 30 | 180
1622 | 613 |  |  |  | Solar PV Array | 1 | 2468.67 | 2468.67 | [24 empty] | 3 | Solar | [8 empty] | 25 | 180
1623 | 614 |  |  |  |  | 1 |  |  |  |  | 1000 | 1000 | 1400 | 1400 | [16 empty] | Battery | Lithium Ion (LI-ION)
1624 | 615 |  |  |  |  | 1 |  |  |  |  | 6 | 6 | 21 | 21 | [16 empty] | Battery | Lead-Acid
1625 | 616 |  |  | Capstone Turbine Corporation | C66 | 1 | 65 | 65 | 388 | 388 | [22 empty] | 2 | Natural Gas | Microturbine |  |  | FALSE | FALSE | FALSE | 25 | 71
1626 | 617 |  |  | Capstone Turbine Corporation | C65 | 1 | 65 | 65 | 388 | 388 | [22 empty] | 2 | Natural Gas | Microturbine |  |  | FALSE | FALSE | FALSE | 25 | 71
1627 | 618 |  |  | Capstone Turbine Corporation | C65 | 1 | 65 | 65 | 388 | 388 | [22 empty] | 1 | Natural Gas | Microturbine |  |  | FALSE | FALSE | FALSE | 25 | 71
1628 | 619 |  |  | Capstone Turbine Corporation | C200 | 1 | 200 | 200 | 811 | 811 | [22 empty] | 1 | Natural Gas | Microturbine |  |  | FALSE | FALSE | FALSE | 28 | 64
1629 | 620 |  |  | Capstone Turbine Corporation | C200 | 6 | 200 | 1200 | 874.8 | 5248.8 | [22 empty] | 6 | Natural Gas | Microturbine |  |  | FALSE | FALSE | FALSE | 28 | 67
1630 | 621 |  |  | Capstone Turbine Corporation | C65 | 1 | 65 | 65 | 388 | 388 | [22 empty] | 1 | Natural Gas | Microturbine |  |  | FALSE | FALSE | FALSE | 25 | 71
1631 | 622 |  |  | Capstone Turbine Corporation | C65 | 1 | 65 | 65 | 388 | 388 | [22 empty] | 1 | Natural Gas | Microturbine |  |  | FALSE | FALSE | FALSE | 25 | 71
1632 | 623 |  |  | Capstone Turbine Corporation | C65 | 2 | 65 | 130 | 388 | 776 | [22 empty] | 2 | Natural Gas | Microturbine |  |  | FALSE | FALSE | FALSE | 25 | 71
1633 | 624 |  |  | Capstone Turbine Corporation | C65 | 2 | 65 | 130 | 388 | 776 | [22 empty] | 2 | Natural Gas | Microturbine |  |  | FALSE | FALSE | FALSE | 25 | 71
1634 | 625 |  |  |  |  | 1 | 2600.32 | 2600.32 | [24 empty] | 1 | Solar | Solar PV | Outdoor - Ground Level/Mounted | Inverter | [5 empty] | 30 | 180
1635 | 626 |  |  |  |  | 1 | 499.8 | 499.8 | [24 empty] | 1 | Solar | Solar PV | Outdoor - Ground Level/Mounted | Inverter | [5 empty] | 30 | 180
1636 | 627 |  |  | Capstone | C65 | 5 | 65 | 325 | 388 | 1940 | [22 empty] | 5 | Natural Gas | Microturbine |  | Inverter |  |  |  | 25 | 71
1637 | 628 |  |  | Capstone | C65 | 2 | 65 | 130 | 388 | 776 | [22 empty] | 2 | Natural Gas | Microturbine |  | Inverter |  |  |  | 25 | 71
1638 | 629 |  |  | Capstone | C200 | 5 | 200 | 1000 | 811 | 4055 | [22 empty] | 5 | Natural Gas | Microturbine |  | Inverter |  |  |  | 28 | 64
1639 | 630 |  |  | Capstone | C65 | 4 | 65 | 260 | 388 | 1552 | [22 empty] | 4 | Natural Gas | Microturbine |  | Inverter |  |  |  | 25 | 71
1640 | 631 |  |  | Tecogen Inc. | InVerde 100 | 2 | 100 | 200 | 613 | 1226 | [22 empty] | 2 | Natural Gas | Reciprocating Engine |  | Inverter |  |  |  | 28.6 | 80.8
1641 | 632 |  |  |  |  | 1 | 1900.8 | 1900.8 | [24 empty] | 1 | Solar | Solar PV | Outdoor - Ground Level/Mounted | Inverter | [5 empty] | 25 | 180
1642 | 633 |  |  |  |  | 1 | 2773.98 | 2773.98 | [24 empty] | 1 | Solar | Solar PV | Outdoor - Ground Level/Mounted | Inverter | [5 empty] | 30 | 180
1643 | 634 |  |  | Dresser Rand | SFGLD 360 | 1 | 600 | 600 | [24 empty] | 1 | Digester Gas | Reciprocating Engine | Indoor - Above Ground | Synchronous Generator
1644 | 635 |  |  |  |  | 1 |  |  |  |  | 100 | 100 | 200 | 200 | [16 empty] | Battery | Lithium Ion (LI-ION)
1645 | 636 |  |  |  |  | 1 | [8 empty] | 190.25 | 104.6375 | 190.25 | 104.6375 | 1522 | 837.1 | 1522 | 837.1 | [8 empty] | Thermal | Ice Storage
1646 | 637 |  |  |  |  | 1 | [8 empty] | 190.25 | 104.6375 | 190.25 | 104.6375 | 1522 | 837.1 | 1522 | 837.1 | [8 empty] | Thermal | Ice Storage
1647 | 638 |  |  |  |  | 1 | [8 empty] | 1046.375 | 575.5063 | 1046.375 | 575.5063 | 8371 | 4604.05 | 8371 | 4604.05 | [8 empty] | Thermal | Ice Storage
1648 | 639 |  |  |  |  | 1 | [8 empty] | 350 | 192.5 | 350 | 192.5 | 2800 | 1540 | 2800 | 1540 | [8 empty] | Thermal | Ice Storage
1649 | 640 |  |  |  |  | 1 | [8 empty] | 160 | 88 | 160 | 88 | 1280 | 704 | 1280 | 704 | [8 empty] | Thermal | Ice Storage
1650 | 641 |  |  |  |  | 1 | [8 empty] | 490 | 269.5 | 490 | 269.5 | 3920 | 2156 | 3920 | 2156 | [8 empty] | Thermal | Ice Storage
1651 | 642 |  |  |  |  | 1 | [8 empty] | 1254 | 689.7 | 1254 | 689.7 | 10032 | 5517.6 | 10032 | 5517.6 | [8 empty] | Thermal | Ice Storage
1652 | 643 |  |  |  |  | 1 | [8 empty] | 656 | 360.8 | 656 | 360.8 | 5248 | 2886.4 | 5248 | 2886.4 | [8 empty] | Thermal | Ice Storage
1653 | 645 |  |  |  |  | 1 | [8 empty] | 825 | 453.75 | 825 | 453.75 | 6600 | 3630 | 6600 | 3630 | [8 empty] | Thermal | Ice Storage
1654 | 644 |  |  |  |  | 1 | 1024.65 | 1024.65 | [24 empty] | 1 | Solar | Solar PV |  | Inverter | [5 empty] | 5 | 221.6
1655 | 646 |  |  |  |  | 1 | [8 empty] | 1237.5 | 680.625 | 1237.5 | 680.625 | 9900 | 5445 | 9900 | 5445 | [8 empty] | Thermal | Ice Storage
1656 | 647 |  |  |  |  | 1 | [8 empty] | 2530 | 1391.5 | 2530 | 1391.5 | 20240 | 11132 | 20240 | 11132 | [8 empty] | Thermal | Ice Storage
1657 | 648 |  |  |  |  | 1 | [8 empty] | 1127.5 | 620.125 | 1127.5 | 620.125 | 9020 | 4961 | 9020 | 4961 | [8 empty] | Thermal | Ice Storage
1658 | 649 |  |  |  |  | 1 | [8 empty] | 2000 | 1100 | 2000 | 1100 | 16000 | 8800 | 16000 | 8800 | [8 empty] | Thermal | Ice Storage
1659 | 650 |  |  |  |  | 1 | [8 empty] | 406 | 223.3 | 406 | 223.3 | 3248 | 1786.4 | 3248 | 1786.4 | [8 empty] | Thermal | Ice Storage
1660 | 651 |  |  |  |  | 1 | [8 empty] | 1260 | 693 | 1260 | 693 | 10080 | 5544 | 10080 | 5544 | [8 empty] | Thermal | Ice Storage
1661 | 652 |  |  |  |  | 1 | 2984.85 | 2984.85 | [24 empty] | 1 | Solar | Solar PV |  | Inverter | [5 empty] | 25 | 180
1662 | 653 |  |  |  |  | 1 | 2984.85 | 2984.85 | [24 empty] | 1 | Solar | Solar PV |  | Inverter | [5 empty] | 22 | 180
1663 | 654 |  |  |  |  | 1 | 2984.85 | 2984.85 | [24 empty] | 1 | Solar | Solar PV |  | Inverter | [5 empty] | 22 | 180
1664 | 655 |  |  |  |  | 1 | 2984.85 | 2984.85 | [24 empty] | 1 | Solar | Solar PV |  | Inverter | [5 empty] | 20 | 180
1665 | 656 |  |  |  |  | 1 | 2984.85 | 2984.85 | [24 empty] | 1 | Solar | Solar PV |  | Inverter | [5 empty] | 25 | 180
1666 | 657 |  |  |  |  | 1 | 2984.85 | 2984.85 | [24 empty] | 1 | Solar | Solar PV |  | Inverter | [5 empty] | 22 | 189
1667 | 658 |  |  |  |  | 1 | 2791.86 | 2791.86 | [24 empty] | 1 | Solar | Solar PV | Outdoor - Ground Level/Mounted | Inverter | [5 empty] | 30 | 175
1668 | 659 |  |  |  |  | 1 | 2485.96 | 2485.96 | [24 empty] | 1 | Solar | Solar PV | Outdoor - Ground Level/Mounted | Inverter | [5 empty] | 30 | 175
1669 | 660 |  |  |  |  | 1 | 2509.14 | 2509.14 | [24 empty] | 1 | Solar | Solar PV | Outdoor - Ground Level/Mounted | Inverter | [5 empty] | 30 | 180
1674 | 663 |  |  |  |  | 1 | 2794.68 | 2794.68 | [24 empty] | 1 | Solar | Solar PV |  | Inverter | [5 empty] | 25 | 180
1675 | 664 |  |  |  |  | 1 | 2756.52 | 2756.52 | [24 empty] | 1 | Solar | Solar PV | Outdoor - Ground Level/Mounted | Inverter | [5 empty] | 25 | 180
1676 | 665 |  |  |  |  | 1 | 2906.46 | 2906.46 | [24 empty] | 1 | Solar | Solar PV | Outdoor - Ground Level/Mounted | Inverter | [5 empty] | 25 | 180
1677 | 666 |  |  |  |  | 1 | 2843.1 | 2843.1 | [24 empty] | 1 | Solar | Solar PV | Outdoor - Ground Level/Mounted | Inverter | [5 empty] | 25 | 180
1678 | 667 |  |  | Tecogen Inc. | INV-100e+ | 2 | 100 | 200 | 700 | 1400 | [22 empty] | 2 | Natural Gas | Reciprocating Engine | Indoor - Basement | Inverter |  |  |  | 28.6 | 80.8
1679 | 668 |  |  |  |  | 1 | 2600 | 2600 | [24 empty] | 1 | Solar | Solar PV | Outdoor - Ground Level/Mounted | Inverter | [5 empty] | 25 | 180
1680 | 669 |  |  |  |  | 1 | 2630 | 2630 | [24 empty] | 1 | Solar | Solar PV | Outdoor - Ground Level/Mounted | Inverter | [5 empty] | 25 | 180
1681 | 671 |  |  |  |  | 1 | 2828.15 | 2828.15 | [24 empty] | 1 | Solar | Solar PV | Outdoor - Ground Level/Mounted | Inverter | [5 empty] | 25 | 180
1682 | 672 |  |  |  |  | 1 | 2902.44 | 2902.44 | [24 empty] | 1 | Natural Gas | Solar PV | Outdoor - Ground Level/Mounted | Inverter | [5 empty] | 25 | 180
1683 | 673 |  |  |  |  | 1 | 2828.15 | 2828.15 | [24 empty] | 1 | Solar | Solar PV | Outdoor - Ground Level/Mounted | Inverter | [5 empty] | 25 | 180
1684 | 674 |  |  |  |  | 1 | 2692.8 | 2692.8 | [24 empty] | 1 | Solar | Solar PV | Outdoor - Ground Level/Mounted | Inverter | [5 empty] | 25 | 180
1685 | 675 |  |  |  |  | 1 | 2630 | 2630 | [24 empty] | 1 | Solar | Solar PV | Outdoor - Ground Level/Mounted | Inverter | [5 empty] | 25 | 180
1686 | 676 |  |  |  |  | 1 | 2630 | 2630 | [24 empty] | 1 | Solar | Solar PV | Outdoor - Ground Level/Mounted | Inverter | [5 empty] | 25 | 180
1687 | 677 |  |  |  |  | 1 | 2630 | 2630 | [24 empty] | 1 | Solar | Solar PV | Outdoor - Ground Level/Mounted | Inverter | [5 empty] | 25 | 180
1688 | 678 |  |  |  |  | 1 | 2570 | 2570 | [24 empty] | 1 | Solar | Solar PV | Outdoor - Ground Level/Mounted | Inverter | [5 empty] | 25 | 180
1689 | 679 |  |  | Gas Turbine |  | 1 | 7414 | 7414 | 127000 | 127000 | [22 empty] | 1 | Natural Gas | Simple-Cycle Gas Turbine | Indoor
1691 | 679 |  |  | Backpressure Steam Turbine |  | 1 | 2406 | 2406 | [24 empty] | 1 |  | Steam Turbine | Indoor
1692 | 680 |  |  |  |  | 1 | 414.75 | 414.75 | [24 empty] | 1 | Solar | Solar PV | Outdoor - Rooftop | Inverter | [5 empty] | 5 | 169
1693 | 681 |  |  |  |  | 1 | 555.56 | 555.56 | [24 empty] | 1 | Solar | Solar PV | Outdoor - Rooftop | Inverter | [5 empty] | 20 | 125
1694 | 682 |  |  |  |  | 1 | 2902 | 2902 | [24 empty] | 1 | Solar | Solar PV | Outdoor - Ground Level/Mounted | Inverter | [5 empty] | 25 | 180
1695 | 684 |  |  |  |  | 1 | 2902 | 2902 | [24 empty] | 1 | Solar | Solar PV | Outdoor - Ground Level/Mounted | Inverter | [5 empty] | 25 | 180
1696 | 685 |  |  |  |  | 1 | 1981.44 | 1981.44 | [24 empty] | 1 | Solar | Solar PV | Outdoor - Ground Level/Mounted | Inverter | [5 empty] | 25 | 180
1697 | 686 |  |  |  |  | 1 | 2522.96 | 2522.96 | [24 empty] | 1 | Solar | Solar PV | Outdoor - Ground Level/Mounted | Inverter | [5 empty] | 25 | 180
1698 | 687 |  |  |  |  | 1 | 847.67 | 847.67 | [24 empty] | 1 | Solar | Solar PV | Outdoor - Ground Level/Mounted | Inverter | [5 empty] | 8 | 180
1699 | 688 |  |  | Tecogen Inc. | INV-125e+ (Existing Unit Upgrade) | 3 | 125 | 375 | 780 | 2340 | [22 empty] | 3 | Natural Gas | Reciprocating Engine | Indoor | Inverter | TRUE |  |  | 28.4 | 80.9
1700 | 688 |  |  | Tecogen Inc. | INV-125e+ (New Units) | 2 | 125 | 250 | 780 | 1560 | [22 empty] | 2 | Natural Gas | Reciprocating Engine | Indoor | Inverter | TRUE |  |  | 28.4 | 80.9
1701 | 689 |  |  |  |  | 1 | 2461.09 | 2461.09 | [24 empty] | 1 | Solar | Solar PV | Outdoor - Ground Level/Mounted | Inverter | [5 empty] | 30 | 180
1702 | 690 |  |  |  |  | 1 | 2461.09 | 2461.09 | [24 empty] | 1 | Solar | Solar PV | Outdoor - Ground Level/Mounted | Inverter | [5 empty] | 30 | 177
1703 | 691 |  |  |  |  | 1 | 218.08 | 218.08 | [24 empty] | 1 | Solar | Solar PV | Outdoor - Rooftop | Inverter | [5 empty] | 10 | 208
1704 | 692 |  |  |  |  | 1 | [8 empty] | 1500 | 825 | 1500 | 825 | 12000 | 6600 | 12000 | 6600 | [8 empty] | Thermal | Ice Storage
1706 | 694 |  |  |  |  | 1 |  |  |  |  | 100 | 100 | 720 | 720 | [16 empty] | Battery | Lead-Acid
1707 | 695 |  |  |  |  | 1 | [8 empty] | 3750 | 2062.5 | 3750 | 2062.5 | 30000 | 16500 | 30000 | 16500 | [8 empty] | Thermal | Chilled Water Tank
1708 | 696 |  |  |  |  | 1 |  |  |  |  | 5000 | 5000 | 40000 | 40000 | [16 empty] | Battery | Lithium Ion (LI-ION)
1709 | 697 |  |  |  |  | 1 | 2755.62 | 2755.62 | [24 empty] | 1 | Solar | Solar PV | Outdoor - Ground Level/Mounted | Inverter | [5 empty] | 25 | 180
1710 | 698 |  |  |  |  | 1 | 2789.64 | 2789.64 | [24 empty] | 1 | Solar | Solar PV | Outdoor - Ground Level/Mounted | Inverter | [5 empty] | 25 | 173
1711 | 699 |  |  |  |  | 1 | 2755.62 | 2755.62 | [24 empty] | 1 | Solar | Solar PV | Outdoor - Ground Level/Mounted | Inverter | [5 empty] | 25 | 180
1712 | 700 |  |  |  |  | 1 | 2828.8 | 2828.8 | [24 empty] | 1 | Solar | Solar PV | Outdoor - Ground Level/Mounted | Inverter | [5 empty] | 25 | 180
1713 | 701 |  |  |  |  | 1 | 2828.8 | 2828.8 | [24 empty] | 1 | Solar | Solar PV | Outdoor - Ground Level/Mounted | Inverter | [5 empty] | 25 | 180
1714 | 702 |  |  |  |  | 1 | 2828.8 | 2828.8 | [24 empty] | 1 | Solar | Solar PV | Outdoor - Ground Level/Mounted | Inverter | [5 empty] | 25 | 180
1715 | 703 |  |  |  |  | 1 | 2591.46 | 2591.46 | [24 empty] | 1 | Solar | Solar PV | Outdoor - Ground Level/Mounted | Inverter | [5 empty] | 25 | 180
1716 | 704 |  |  |  |  | 1 | 2271.64 | 2271.64 | [24 empty] | 1 | Solar | Solar PV | Outdoor - Ground Level/Mounted | Inverter | [5 empty] | 30 | 180
1717 | 705 |  |  |  |  | 1 | 442.68 | 442.68 | [24 empty] | 1 | Solar | Solar PV | Outdoor - Ground Level/Mounted | Inverter | [5 empty] | 20 | 180
1718 | 706 |  |  |  |  | 1 | 2432 | 2432 | [24 empty] | 1 | Solar | Solar PV | Outdoor - Ground Level/Mounted | Inverter | [5 empty] | 25 | 180
1719 | 707 |  |  | Bloom Energy | ES5-BABAAB | 1 | 210 | 210 | [24 empty] | 1 | Natural Gas | Fuel Cell
1720 | 708 |  |  |  |  | 1 | 1656 | 1656 | [24 empty] | 1 | Solar | Solar PV |  | Inverter | [5 empty] | 25 | 180
1721 | 709 |  |  |  |  | 1 | 2789.64 | 2789.64 | [24 empty] | 1 | Solar | Solar PV | Outdoor - Ground Level/Mounted | Inverter | [5 empty] | 25 | 180
1722 | 710 |  |  |  |  | 1 | 749 | 749 | [24 empty] | 1 | Solar | Solar PV | Outdoor - Rooftop | Inverter | [5 empty] | 3 | 79
1723 | 711 |  |  |  |  | 1 | 230.4 | 230.4 | [24 empty] | 1 | Solar | Solar PV | Outdoor - Rooftop | Inverter | [5 empty] | 8 | 147
1724 | 712 |  |  |  |  | 1 | 1942.56 | 1942.56 | [24 empty] | 1 | Solar | Solar PV | Outdoor - Ground Level/Mounted | Inverter | [5 empty] | 30 | 180
1725 | 713 |  |  |  |  | 1 | 1930.5 | 1930.5 | [24 empty] | 1 | Solar | Solar PV | Outdoor - Ground Level/Mounted | Inverter | [5 empty] | 30 | 180
1726 | 714 |  |  |  |  | 1 | 2815.8 | 2815.8 | [24 empty] | 1 | Solar | Solar PV | Outdoor - Ground Level/Mounted | Inverter | [5 empty] | 25 | 180
1727 | 715 |  |  |  |  | 1 | 2600 | 2600 | [24 empty] | 1 | Solar | Solar PV | Outdoor - Ground Level/Mounted | Inverter | [5 empty] | 25 | 180
1728 | 716 |  |  |  |  | 1 | 2610 | 2610 | [24 empty] | 1 | Solar | Solar PV | Outdoor - Ground Level/Mounted | Inverter | [5 empty] | 25 | 180
1729 | 717 |  |  |  |  | 1 | 2600 | 2600 | [24 empty] | 1 | Solar | Solar PV | Outdoor - Ground Level/Mounted | Inverter | [5 empty] | 25 | 180
1730 | 718 |  |  |  |  | 1 | 2600 | 2600 | [24 empty] | 1 | Solar | Solar PV | Outdoor - Ground Level/Mounted | Inverter | [5 empty] | 25 | 180
1731 | 719 |  |  |  |  | 1 | 1068.12 | 1068.12 | [24 empty] | 1 | Solar | Solar PV | Outdoor - Rooftop | Inverter | [5 empty] | 5 | 220
1732 | 720 |  |  |  |  | 1 | 197.945 | 197.945 | [24 empty] | 1 | Solar | Solar PV | Outdoor - Rooftop | Inverter | [5 empty] | 10 | 216
1733 | 721 |  |  |  |  | 1 | 2494.8 | 2494.8 | [24 empty] | 1 | Solar | Solar PV | Outdoor - Ground Level/Mounted | Inverter | [5 empty] | 25 | 180
1734 | 722 |  |  |  |  | 1 | 2795.31 | 2795.31 | [24 empty] | 1 | Solar | Solar PV | Outdoor - Ground Level/Mounted | Inverter | [5 empty] | 25 | 180
1735 | 723 |  |  | Bloom Energy | ES5-BABAAB | 1 | 210 | 210 | [24 empty] | 1 | Natural Gas | Fuel Cell
1737 | 724 |  |  | Bloom Energy | ES5 BABAAB | 1 | 210 | 210 | [24 empty] | 1 | Natural Gas | Fuel Cell
1738 | 725 |  |  | Bloom Energy | ES5 BABAA0 | 1 | 210 | 210 | [24 empty] | 1 | Natural Gas | Fuel Cell
1739 | 726 |  |  |  |  | 1 | 2340 | 2340 | [24 empty] | 1 | Solar | Solar PV | Outdoor - Ground Level/Mounted | Inverter | [5 empty] | 20 | 180
1740 | 727 |  |  |  |  | 1 | 1250.89 | 1250.89 | [24 empty] | 1 | Solar | Solar PV | Outdoor - Ground Level/Mounted | Inverter | [5 empty] | 30 | 180
1741 | 728 |  |  |  |  | 1 | 2695.68 | 2695.68 | [24 empty] | 1 | Solar | Solar PV | Outdoor - Ground Level/Mounted | Inverter | [5 empty] | 25 | 180
1742 | 729 |  |  |  |  | 1 | 2743.65 | 2743.65 | [25 empty] | Solar | [8 empty] | 25 | 180
1743 | 730 |  |  |  |  | 1 | 2743.65 | 2743.65 | [25 empty] | Solar | [8 empty] | 25 | 180
1744 | 731 |  |  |  |  | 1 | 2724.48 | 2724.48 | [24 empty] | 1 | Solar | Solar PV | Outdoor - Ground Level/Mounted | Inverter | [5 empty] | 25 | 180
1745 | 732 |  |  |  |  | 1 | 2726.3 | 2726.3 | [24 empty] | 1 | Solar | Solar PV | Outdoor - Ground Level/Mounted | Inverter | [5 empty] | 25 | 180
1746 | 733 |  |  |  |  | 1 | 2762.3 | 2762.3 | [24 empty] | 1 | Solar | Solar PV | Outdoor - Ground Level/Mounted | Inverter | [5 empty] | 25 | 180
1747 | 734 |  |  | Bloom Energy |  | 1 | 210 | 210 | [24 empty] | 1 | Natural Gas | Fuel Cell
1748 | 735 |  |  | Bloom Energy |  | 1 | 200 | 200 | [24 empty] | 1 | Natural Gas | Fuel Cell
1750 | 736 |  |  | Bloom Energy |  | 1 | 200 | 200 | [24 empty] | 1 | Natural Gas | Fuel Cell
1751 | 737 |  |  | Bloom Energy |  | 1 | 200 | 200 | [24 empty] | 1 | Natural Gas | Fuel Cell
1752 | 738 |  |  | Bloom Energy |  | 1 | 200 | 200 | [24 empty] | 1 | Natural Gas | Fuel Cell
1753 | 739 |  |  | Bloom Energy |  | 1 | 200 | 200 | [24 empty] | 1 | Natural Gas | Fuel Cell
1754 | 740 |  |  | Bloom Energy |  | 1 | 200 | 200 | [24 empty] | 1 | Natural Gas | Fuel Cell
1755 | 741 |  |  | RICE | ER265UL HW | 1 | 265 | 265 | 1265.5 | 1265.5 | [22 empty] | 1 | Natural Gas | Reciprocating Engine |  | Synchronous Generator |  |  |  | 31.8 | 81.62
1756 | 742 |  |  |  |  | 1 | 2999.745 | 2999.745 | [24 empty] | 1 | Solar | Solar PV | Outdoor - Ground Level/Mounted | Inverter | [5 empty] | 25 | 180
1757 | 743 |  |  | Bloom Energy | ES5-BABAAB | 1 | 210 | 210 | [24 empty] | 1 | Natural Gas | Fuel Cell
1758 | 744 |  |  |  |  | 1 | 3012.24 | 3012.24 | [24 empty] | 1 | Solar | Solar PV | Outdoor - Ground Level/Mounted | Inverter | [5 empty] | 25 | 180
1759 | 745 |  |  |  |  | 1 | 2999.745 | 2999.745 | [24 empty] | 1 | Natural Gas | Solar PV | Outdoor - Ground Level/Mounted | Inverter | [5 empty] | 25 | 180
1760 | 746 |  |  |  |  | 1 | 3009.6 | 3009.6 | [24 empty] | 1 | Solar | Solar PV | Outdoor - Ground Level/Mounted | Inverter | [5 empty] | 25 | 180
1761 | 747 |  |  |  |  | 1 | 3208.95 | 3208.95 | [24 empty] | 1 | Solar | Solar PV | Outdoor - Ground Level/Mounted | Inverter | [5 empty] | 25 | 180
1762 | 748 |  |  |  |  | 1 | 3029.4 | 3029.4 | [24 empty] | 1 | Solar | Solar PV | Outdoor - Ground Level/Mounted | Inverter | [5 empty] | 25 | 180
1763 | 749 |  |  |  |  | 1 | 3024.27 | 3024.27 | [24 empty] | 1 | Solar | Solar PV | Outdoor - Ground Level/Mounted | Inverter | [5 empty] | 25 | 180
1764 | 750 |  |  | Bloom Energy | ES5-BABAAB | 1 | 210 | 210 | [24 empty] | 1 | Natural Gas | Fuel Cell
1765 | 751 |  |  | Bloom Energy | ES5-BABAAB | 1 | 210 | 210 | [24 empty] | 1 | Natural Gas | Fuel Cell
1766 | 752 |  |  | Bloom Energy | ES5-BABAAB | 1 | 210 | 210 | [24 empty] | 1 | Natural Gas | Fuel Cell
1767 | 753 |  |  | Bloom Energy | ES5-BABAAB | 1 | 210 | 210 | [24 empty] | 1 | Natural Gas | Fuel Cell
1768 | 754 |  |  |  |  | 1 | 2793.6 | 2793.6 | [24 empty] | 1 | Solar | Solar PV | Outdoor - Ground Level/Mounted | Inverter | [5 empty] | 25 | 180
1769 | 755 |  |  |  |  | 1 | 2793.6 | 2793.6 | [24 empty] | 1 | Solar | Solar PV | Outdoor - Ground Level/Mounted | Inverter | [5 empty] | 25 | 180
1772 | 758 |  |  |  |  | 1 |  |  |  |  | 10 | 10 | [18 empty] | Battery | Lithium Ion (LI-ION)
1773 | 759 |  |  |  |  | 1 |  |  |  |  | 10 | 10 | [18 empty] | Battery | Lithium Ion (LI-ION)
1774 | 760 |  |  |  |  | 1 |  |  |  |  | 15 | 15 | [18 empty] | Battery | Lithium Ion (LI-ION)
1775 | 761 |  |  |  |  | 1 |  |  |  |  | 5 | 5 | [18 empty] | Battery
1776 | 762 |  |  |  |  | 1 |  |  |  |  | 5 | 5 | [18 empty] | Battery
1777 | 763 |  |  |  |  | 1 |  |  |  |  | 5 | 5 | [18 empty] | Battery
1778 | 764 |  |  |  |  | 1 |  |  |  |  | 5 | 5 | [18 empty] | Battery
1779 | 765 |  |  |  |  | 1 |  |  |  |  | 10 | 10 | [18 empty] | Battery | Lithium Ion (LI-ION)
1780 | 766 |  |  |  |  | 1 |  |  |  |  | 20 | 20 | [18 empty] | Battery | Lithium Ion (LI-ION)
1781 | 767 |  |  |  |  | 1 |  |  |  |  | 5 | 5 | [18 empty] | Battery
1782 | 768 |  |  |  |  | 1 |  |  |  |  | 5 | 5 | 13.5 | 13.5 | [16 empty] | Battery | Lithium Ion (LI-ION)
1783 | 769 |  |  |  |  | 1 |  |  |  |  | 5 | 5 | 13.5 | 13.5 | [16 empty] | Battery | Lithium Ion (LI-ION)
1784 | 770 |  |  |  |  | 1 |  |  |  |  | 5 | 5 | [18 empty] | Battery
1785 | 771 |  |  |  |  | 1 |  |  |  |  | 10 | 10 | [18 empty] | Battery
1786 | 772 |  |  |  |  | 1 |  |  |  |  | 5 | 5 | [18 empty] | Battery
1787 | 773 |  |  |  |  | 1 |  |  |  |  | 5 | 5 | 13.5 | 13.5 | [16 empty] | Battery | Lithium Ion (LI-ION)
1788 | 774 |  |  |  |  | 1 |  |  |  |  | 5 | 5 | 13.5 | 13.5 | [16 empty] | Battery | Lithium Ion (LI-ION)
1789 | 775 |  |  |  |  | 1 |  |  |  |  | 5 | 5 | 13.5 | 13.5 | [16 empty] | Battery | Lithium Ion (LI-ION)
1790 | 776 |  |  |  |  | 1 |  |  |  |  | 5 | 5 | 13.5 | 13.5 | [16 empty] | Battery | Lithium Ion (LI-ION)
1791 | 777 |  |  |  |  | 1 |  |  |  |  | 5 | 5 | 13.5 | 13.5 | [16 empty] | Battery | Lithium Ion (LI-ION)
1792 | 778 |  |  |  |  | 1 |  |  |  |  | 5 | 5 | 13.5 | 13.5 | [16 empty] | Battery | Lithium Ion (LI-ION)
1793 | 779 |  |  |  |  | 1 |  |  |  |  | 5 | 5 | 13.5 | 13.5 | [16 empty] | Battery | Lithium Ion (LI-ION)
1794 | 780 |  |  |  |  | 1 |  |  |  |  | 5 | 5 | 13.5 | 13.5 | [16 empty] | Battery | Lithium Ion (LI-ION)
1795 | 781 |  |  |  |  | 1 |  |  |  |  | 5 | 5 | 13.5 | 13.5 | [16 empty] | Battery | Lithium Ion (LI-ION)
1796 | 782 |  |  |  |  | 1 |  |  |  |  | 5 | 5 | 13.5 | 13.5 | [16 empty] | Battery | Lithium Ion (LI-ION)
1797 | 783 |  |  |  |  | 1 |  |  |  |  | 5 | 5 | 13.5 | 13.5 | [16 empty] | Battery | Lithium Ion (LI-ION)
1798 | 784 |  |  |  |  | 1 |  |  |  |  | 5 | 5 | 13.5 | 13.5 | [16 empty] | Battery | Lithium Ion (LI-ION)
1799 | 785 |  |  |  |  | 1 |  |  |  |  | 5 | 5 | [18 empty] | Battery | Lithium Ion (LI-ION)
1800 | 786 |  |  |  |  | 1 |  |  |  |  | 6 | 6 | [18 empty] | Battery | Lithium Ion (LI-ION)
1801 | 787 |  |  |  |  | 1 |  |  |  |  | 15 | 15 | [18 empty] | Battery | Lithium Ion (LI-ION)
1803 | 789 |  |  |  |  | 1 |  |  |  |  | 7.6 | 7.6 | [18 empty] | Battery
1804 | 790 |  |  |  |  | 1 |  |  |  |  | 5 | 5 | [18 empty] | Battery
1805 | 791 |  |  |  |  | 1 |  |  |  |  | 5 | 5 | [18 empty] | Battery
1806 | 792 |  |  |  |  | 1 |  |  |  |  | 5 | 5 | [18 empty] | Battery
1807 | 793 |  |  |  |  | 1 |  |  |  |  | 5 | 5 | [18 empty] | Battery
1808 | 794 |  |  |  |  | 1 |  |  |  |  | 15 | 15 | [18 empty] | Battery
1809 | 795 |  |  |  |  | 1 |  |  |  |  | 10 | 10 | [18 empty] | Battery
1810 | 796 |  |  |  |  | 1 |  |  |  |  | 10 | 10 | [18 empty] | Battery
1811 | 797 |  |  |  |  | 1 |  |  |  |  | 5 | 5 | [18 empty] | Battery
1812 | 798 |  |  |  |  | 1 |  |  |  |  | 5 | 5 | [18 empty] | Battery
1814 | 800 |  |  |  |  | 1 |  |  |  |  | 5.52 | 5.52 | [18 empty] | Battery
1816 | 802 |  |  |  |  | 1 |  |  |  |  | 10 | 10 | [18 empty] | Battery
1817 | 803 |  |  |  |  | 1 |  |  |  |  | 10 | 10 | [18 empty] | Battery
1818 | 804 |  |  |  |  | 1 |  |  |  |  | 15 | 15 | [18 empty] | Battery
1820 | 806 |  |  |  |  | 1 |  |  |  |  | 5 | 5 | [18 empty] | Battery
1821 | 807 |  |  |  |  | 1 |  |  |  |  | 5 | 5 | 13.5 | 13.5 | [16 empty] | Battery | Lithium Ion (LI-ION)
1822 | 808 |  |  |  |  | 1 |  |  |  |  | 5 | 5 | 13.5 | 13.5 | [16 empty] | Battery | Lithium Ion (LI-ION)
1823 | 809 |  |  |  |  | 1 |  |  |  |  | 5 | 5 | 13.5 | 13.5 | [16 empty] | Battery | Lithium Ion (LI-ION)
1824 | 810 |  |  |  |  | 1 |  |  |  |  | 5 | 5 | 13.5 | 13.5 | [16 empty] | Battery | Lithium Ion (LI-ION)
1825 | 811 |  |  |  |  | 1 |  |  |  |  | 5 | 5 | [18 empty] | Battery
1828 | 814 |  |  |  |  | 1 |  |  |  |  | 5 | 5 | [18 empty] | Battery
1831 | 817 |  |  |  |  | 1 |  |  |  |  | 7.54 | 7.54 | [18 empty] | Battery
1832 | 818 |  |  |  |  | 1 |  |  |  |  | 14.79 | 14.79 | [18 empty] | Battery
1833 | 819 |  |  |  |  | 1 |  |  |  |  | 10 | 10 | [18 empty] | Battery
1834 | 820 |  |  |  |  | 1 |  |  |  |  | 15 | 15 | 13.5 | 13.5 | [16 empty] | Battery | Lithium Ion (LI-ION)
1835 | 821 |  |  |  |  | 1 |  |  |  |  | 5 | 5 | 13.5 | 13.5 | [16 empty] | Battery | Lithium Ion (LI-ION)
1836 | 822 |  |  |  |  | 1 |  |  |  |  | 5 | 5 | 13.5 | 13.5 | [16 empty] | Battery | Lithium Ion (LI-ION)
1837 | 823 |  |  |  |  | 1 |  |  |  |  | 5 | 5 | 13.5 | 13.5 | [16 empty] | Battery | Lithium Ion (LI-ION)
1838 | 824 |  |  |  |  | 1 |  |  |  |  | 5 | 5 | 13.5 | 13.5 | [16 empty] | Battery | Lithium Ion (LI-ION)
1839 | 825 |  |  |  |  | 1 |  |  |  |  | 10 | 10 | [18 empty] | Battery | Lithium Ion (LI-ION)
1840 | 826 |  |  |  |  | 1 |  |  |  |  | 10 | 10 | [18 empty] | Battery
1841 | 827 |  |  |  |  | 1 |  |  |  |  | 10 | 10 | [18 empty] | Battery
1845 | 831 |  |  |  |  | 1 |  |  |  |  | 10 | 10 | [18 empty] | Battery
1853 | 839 |  |  |  |  | 1 |  |  |  |  | 20 | 20 | [18 empty] | Battery
1854 | 840 |  |  |  |  | 1 |  |  |  |  | 8.6 | 8.6 | [18 empty] | Battery
1855 | 841 |  |  |  |  | 1 |  |  |  |  | 10 | 10 | [18 empty] | Battery
1857 | 843 |  |  |  |  | 1 |  |  |  |  | 10 | 10 | [18 empty] | Battery
1858 | 844 |  |  |  |  | 1 |  |  |  |  | 5 | 5 | 13.5 | 13.5 | [16 empty] | Battery | Lithium Ion (LI-ION)
1859 | 845 |  |  |  |  | 1 |  |  |  |  | 5 | 5 | 13.5 | 13.5 | [16 empty] | Battery | Lithium Ion (LI-ION)
1860 | 846 |  |  |  |  | 1 |  |  |  |  | 5 | 5 | 13.5 | 13.5 | [16 empty] | Battery | Lithium Ion (LI-ION)
1861 | 847 |  |  |  |  | 1 |  |  |  |  | 5 | 5 | 13.5 | 13.5 | [16 empty] | Battery | Lithium Ion (LI-ION)
1862 | 848 |  |  |  |  | 1 |  |  |  |  | 5 | 5 | 13.5 | 13.5 | [16 empty] | Battery | Lithium Ion (LI-ION)
1863 | 849 |  |  |  |  | 1 |  |  |  |  | 5 | 5 | 13.5 | 13.5 | [16 empty] | Battery | Lithium Ion (LI-ION)
1864 | 850 |  |  |  |  | 1 |  |  |  |  | 5 | 5 | [18 empty] | Battery
1867 | 853 |  |  | Bloom Energy | ES5-BABAAB | 1 | 210 | 210 | [24 empty] | 1 | Natural Gas | Fuel Cell
1868 | 854 |  |  | Bloom Energy | ES5-BABAAB | 1 | 210 | 210 | [24 empty] | 1 | Natural Gas | Fuel Cell
1869 | 855 |  |  | Bloom Energy | ES5-BABAAB | 1 | 210 | 210 | [24 empty] | 1 | Natural Gas | Fuel Cell
1870 | 856 |  |  |  |  | 1 | 2828.8 | 2828.8 | [24 empty] | 1 | Solar | Solar PV | Outdoor - Ground Level/Mounted | Inverter | [5 empty] | 20 | 180
1871 | 857 |  |  |  |  | 1 | 2805.12 | 2805.12 | [24 empty] | 1 | Solar | Solar PV | Outdoor - Ground Level/Mounted | Inverter | [5 empty] | 25 | 180
1872 | 858 |  |  |  |  | 1 | [8 empty] | 360 | 198 | 360 | 198 | 2880 | 1584 | 2880 | 1584 | [8 empty] | Thermal | Ice Storage
1873 | 859 |  |  |  |  | 1 | 2494.7 | 2494.7 | [24 empty] | 1 | Solar | Solar PV | Outdoor - Ground Level/Mounted | Inverter | [5 empty] | 20 | 180
1874 | 860 |  |  |  |  | 1 | 2494.7 | 2494.7 | [24 empty] | 1 | Solar | Solar PV | Outdoor - Ground Level/Mounted | Inverter | [5 empty] | 20 | 180
1875 | 861 |  |  |  |  | 1 | 2494.7 | 2494.7 | [24 empty] | 1 | Solar | Solar PV | Outdoor - Ground Level/Mounted | Inverter | [5 empty] | 20 | 180
1876 | 862 |  |  |  |  | 1 | 2723.175 | 2723.175 | [24 empty] | 1 | Solar | Solar PV | Outdoor - Ground Level/Mounted | Inverter | [5 empty] | 25 | 180
1877 | 863 |  |  | Tecogen Inc. | InVerde 100 | 1 | 100 | 100 | 613 | 613 | [22 empty] | 1 | Natural Gas | Reciprocating Engine |  | Inverter |  |  |  | 28.6 | 80.8
1878 | 864 |  |  | Tecogen Inc. | InVerde 100 | 1 | 100 | 100 | 613 | 613 | [22 empty] | 1 | Natural Gas | Reciprocating Engine |  | Inverter |  |  |  | 28.6 | 80.8
1879 | 865 |  |  |  |  | 1 | 1085.4 | 1085.4 | [24 empty] | 1 | Solar | Solar PV | Outdoor - Rooftop | Inverter | [5 empty] | 7 | 85
1880 | 866 |  |  |  |  | 1 | 3012.24 | 3012.24 | [24 empty] | 1 | Solar | Solar PV | Outdoor - Ground Level/Mounted | Inverter | [5 empty] | 25 | 180
1881 | 867 |  |  |  |  | 1 |  |  |  |  | 2000 | 2000 | 3000 | 3000 | [16 empty] | Battery | Lithium Ion (LI-ION)
1882 | 868 |  |  |  |  | 1 |  |  |  |  | 375 | 375 | 940 | 940 | [16 empty] | Battery | Lithium Ion (LI-ION)
1883 | 869 |  |  |  |  | 1 |  |  |  |  | 5 | 5 | [18 empty] | Battery
1884 | 870 |  |  |  |  | 1 |  |  |  |  | 5 | 5 | 13.5 | 13.5 | [16 empty] | Battery | Lithium Ion (LI-ION)
1885 | 871 |  |  |  |  | 1 |  |  |  |  | 5 | 5 | [18 empty] | Battery
1886 | 872 |  |  |  |  | 1 |  |  |  |  | 10 | 10 | [18 empty] | Battery
1887 | 873 |  |  |  |  | 1 |  |  |  |  | 10 | 10 | [18 empty] | Battery
1888 | 874 |  |  |  |  | 1 |  |  |  |  | 10 | 10 | [18 empty] | Battery
1889 | 875 |  |  |  |  | 1 |  |  |  |  | 5 | 5 | [18 empty] | Battery
1890 | 876 |  |  |  |  | 1 |  |  |  |  | 10 | 10 | [18 empty] | Battery
1891 | 877 |  |  |  |  | 1 |  |  |  |  | 5 | 5 | [18 empty] | Battery
1892 | 878 |  |  |  |  | 1 |  |  |  |  | 5 | 5 | 13.5 | 13.5 | [16 empty] | Battery | Lithium Ion (LI-ION)
1893 | 879 |  |  |  |  | 1 |  |  |  |  | 5 | 5 | [18 empty] | Battery
1894 | 880 |  |  |  |  | 1 |  |  |  |  | 15 | 15 | [18 empty] | Battery
1895 | 881 |  |  |  |  | 1 |  |  |  |  | 5 | 5 | [18 empty] | Battery
1896 | 882 |  |  |  |  | 1 |  |  |  |  | 10 | 10 | [18 empty] | Battery
1897 | 883 |  |  |  |  | 1 |  |  |  |  | 5 | 5 | [18 empty] | Battery
1898 | 884 |  |  |  |  | 1 |  |  |  |  | 5 | 5 | 13.5 | 13.5 | [16 empty] | Battery | Lithium Ion (LI-ION)
1899 | 885 |  |  |  |  | 1 |  |  |  |  | 5 | 5 | 13.5 | 13.5 | [16 empty] | Battery | Lithium Ion (LI-ION)
1900 | 886 |  |  |  |  | 1 |  |  |  |  | 5 | 5 | 13.5 | 13.5 | [16 empty] | Battery | Lithium Ion (LI-ION)
1901 | 887 |  |  |  |  | 1 |  |  |  |  | 5 | 5 | 13.5 | 13.5 | [16 empty] | Battery | Lithium Ion (LI-ION)
1902 | 888 |  |  |  |  | 1 | 3044.52 | 3044.52 | [25 empty] | Solar |  |  | Inverter | [5 empty] | 25 | 180
1903 | 889 |  |  |  |  | 1 | 2602.8 | 2602.8 | [25 empty] | Solar |  | Outdoor - Ground Level/Mounted | Inverter | [5 empty] | 25 | 180
1904 | 890 |  |  |  |  | 1 | 2602.8 | 2602.8 | [25 empty] | Solar |  | Outdoor - Ground Level/Mounted | Inverter | [5 empty] | 25 | 180
1905 | 892 |  |  | Capstone Turbine Corporation | C 65 ICHP | 2 | 65 | 130 | 420 | 840 | [22 empty] | 2 | Natural Gas | Microturbine |  | Inverter | FALSE | FALSE | FALSE | 25 | 71
1906 | 893 |  |  |  |  | 1 | 1341.9 | 1341.9 | [25 empty] | Solar |  | Outdoor - Rooftop | Inverter | [5 empty] | 5 | 179
1907 | 894 |  |  |  |  | 1 |  |  |  |  | 10 | 10 | [18 empty] | Battery
1908 | 895 |  |  |  |  | 1 |  |  |  |  | 5 | 5 | [18 empty] | Battery
1909 | 896 |  |  |  |  | 1 |  |  |  |  | 5 | 5 | 13.5 | 13.5 | [16 empty] | Battery | Lithium Ion (LI-ION)
1910 | 897 |  |  |  |  | 1 |  |  |  |  | 5 | 5 | [18 empty] | Battery
1911 | 898 |  |  |  |  | 1 |  |  |  |  | 2000 | 2000 | 12000 | 12000 | [16 empty] | Battery | Lithium Ion (LI-ION)
1912 | 899 |  |  |  |  | 1 |  |  |  |  | 5 | 5 | [18 empty] | Battery
1913 | 900 |  |  |  |  | 1 |  |  |  |  | 477 | 477 | 1890 | 1890 | [16 empty] | Battery
1914 | 901 |  |  |  |  | 1 |  |  |  |  | 159 | 159 | 630 | 630 | [16 empty] | Battery
1915 | 902 |  |  |  |  | 1 |  |  |  |  | 159 | 159 | 630 | 630 | [16 empty] | Battery
1916 | 903 |  |  |  |  | 1 |  |  |  |  | 150 | 150 | 600 | 600 | [16 empty] | Battery | Lithium Ion (LI-ION)
1917 | 904 |  |  |  |  | 1 |  |  |  |  | 2080 | 2080 | 7600 | 7600 | [16 empty] | Battery
1918 | 905 |  |  | Tecogen Inc. | INV-100e+ | 1 | 100 | 100 | 613 | 613 | [22 empty] | 1 | Natural Gas | Reciprocating Engine | Indoor - Basement | Inverter |  |  |  | 28.6 | 80.8
1919 | 906 |  |  |  |  | 1 | 306.72 | 306.72 | [24 empty] | 1 | Solar | Solar PV | Outdoor - Rooftop | Inverter | [5 empty] | 10 | 204
1920 | 907 |  |  |  |  | 1 | 1206 | 1206 | [24 empty] | 1 | Solar | Solar PV | Outdoor - Ground Level/Mounted | Inverter | [5 empty] | 25 | 180
1921 | 908 |  |  |  |  | 1 | 1258.56 | 1258.56 | [24 empty] | 1 | Solar | Solar PV | Outdoor - Ground Level/Mounted | Inverter | [5 empty] | 25 | 180
1922 | 909 |  |  | Jenbacher | JGS 312 | 1 | 633 | 633 | [24 empty] | 1 | Digester Gas | Reciprocating Engine | Indoor - Above Ground | Synchronous Generator |  |  |  | 38.1 |  |  |  | Biological Scrubber
1923 | 910 |  |  | Tecogen Inc. | INV-100e+ | 3 | 100 | 300 | 640 | 1920 | [22 empty] | 3 | Natural Gas | Reciprocating Engine | Indoor - Above Ground | Inverter |  |  |  | 29 | 83.5
1924 | 911 |  |  |  |  | 1 | 981.18 | 981.18 | [24 empty] | 1 | Solar | Solar PV | Outdoor - Ground Level/Mounted | Inverter | [5 empty] | 20 | 180
1925 | 912 |  |  |  |  | 1 | 2812.32 | 2812.32 | [25 empty] | Solar | Solar PV | Outdoor - Ground Level/Mounted | Inverter | [5 empty] | 25 | 180
1926 | 913 |  |  |  |  | 1 | 1400.8 | 1400.8 | [24 empty] | 1 | Solar | Solar PV |  | Inverter | [5 empty] | 22 | 180
1927 | 914 |  |  |  |  | 1 |  |  |  |  | 8 | 8 | [18 empty] | Battery
1928 | 915 |  |  |  |  | 1 |  |  |  |  | 8 | 8 | [18 empty] | Battery
1929 | 916 |  |  |  |  | 1 |  |  |  |  | 5 | 5 | [18 empty] | Battery | Lithium Ion (LI-ION)
1930 | 917 |  |  |  |  | 1 |  |  |  |  | 15 | 15 | [18 empty] | Battery | Lithium Ion (LI-ION)
1931 | 918 |  |  |  |  | 1 |  |  |  |  | 10 | 10 | [18 empty] | Battery
1932 | 919 |  |  |  |  | 1 |  |  |  |  | 5 | 5 | [18 empty] | Battery | Lithium Ion (LI-ION)
1933 | 920 |  |  |  |  | 1 |  |  |  |  | 5 | 5 | [18 empty] | Battery
1934 | 921 |  |  |  |  | 1 |  |  |  |  | 15 | 15 | [18 empty] | Battery
1935 | 922 |  |  |  |  | 1 |  |  |  |  | 15 | 15 | [18 empty] | Battery
1936 | 923 |  |  |  |  | 1 |  |  |  |  | 5 | 5 | [18 empty] | Battery
1937 | 924 |  |  |  |  | 1 |  |  |  |  | 10 | 10 | [18 empty] | Battery
1938 | 925 |  |  | Tecogen Inc. | InVerde 100 | 1 | 100 | 100 | 613 | 613 | [22 empty] | 1 | Natural Gas | Reciprocating Engine |  | Inverter |  |  |  | 28.6 | 80.8
1939 | 926 |  |  | Tecogen Inc. | InVerde Ultra INV-100 | 1 | 100 | 100 | 700 | 700 | [22 empty] | 1 | Natural Gas | Reciprocating Engine | Indoor - Basement | Inverter | FALSE | FALSE | FALSE | 28.6 | 80.8
1940 | 928 |  |  |  |  | 1 | 2037 | 2037 | [25 empty] | Solar | Solar PV | Outdoor - Ground Level/Mounted | Inverter | [5 empty] | 25 | 180
1941 | 927 |  |  |  |  | 1 | 2037 | 2037 | [25 empty] | Solar | Solar PV | Outdoor - Ground Level/Mounted | Inverter | [5 empty] | 25 | 180
1942 | 929 |  |  |  |  | 1 | 2999 | 2999 | [25 empty] | Solar | Solar PV | Outdoor - Ground Level/Mounted | Inverter | [5 empty] | 25 | 180
1943 | 930 |  |  |  |  | 1 | 2869 | 2869 | [25 empty] | Solar | Solar PV | Outdoor - Ground Level/Mounted | Inverter | [5 empty] | 25 | 180
1944 | 931 |  |  |  |  | 1 | 2831.76 | 2831.76 | [25 empty] | Solar | Solar PV | Outdoor - Ground Level/Mounted | Inverter | [5 empty] | 25 | 180
1945 | 932 |  |  |  |  | 1 | 943.92 | 943.92 | [25 empty] | Solar | Solar PV | Outdoor - Ground Level/Mounted | Inverter | [5 empty] | 25 | 180
1946 | 933 |  |  |  |  | 1 | 2184.48 | 2184.48 | [25 empty] | Solar | Solar PV | Outdoor - Ground Level/Mounted | Inverter | [5 empty] | 25 | 180
1947 | 934 |  |  |  |  | 1 | 807.84 | 807.84 | [25 empty] | Solar | Solar PV | Outdoor - Ground Level/Mounted | Inverter | [5 empty] | 30 | 183
1948 | 935 |  |  |  |  | 1 | 2434.32 | 2434.32 | [25 empty] | Solar | Solar PV | Outdoor - Ground Level/Mounted | Inverter | [5 empty] | 25 | 180
1949 | 936 |  |  | RICE | ER265ULI HW | 1 | 265 | 265 | 1265.5 | 1265.5 | [22 empty] | 1 | Natural Gas | Reciprocating Engine |  | Inverter |  |  |  | 31.8 | 81.62
1950 | 937 |  |  |  |  | 1 |  |  |  |  | 5000 | 5000 | 40000 | 40000 | [16 empty] | Battery | Lithium Ion (LI-ION)
1952 | 939 |  |  |  |  | 1 | [8 empty] | 880 | 484 | 880 | 484 | 7040 | 3872 | 7040 | 3872 | [8 empty] | Thermal | Ice Storage
1953 | 940 |  |  |  |  | 1 | [8 empty] | 385 | 211.75 | 385 | 211.75 | 3080 | 1694 | 3080 | 1694 | [8 empty] | Thermal | Ice Storage
1954 | 941 |  |  |  |  | 1 | [8 empty] | 385 | 211.75 | 385 | 211.75 | 3080 | 1694 | 3080 | 1694 | [8 empty] | Thermal | Ice Storage
1955 | 942 |  |  |  |  | 1 | [8 empty] | 937.5 | 515.625 | 937.5 | 515.625 | 7500 | 4125 | 7500 | 4125 | [8 empty] | Thermal | Ice Storage
1956 | 943 |  |  |  |  | 1 | [8 empty] | 1155 | 635.25 | 1155 | 635.25 | 9240 | 5082 | 9240 | 5082 | [8 empty] | Thermal | Ice Storage
1957 | 944 |  |  |  |  | 1 | [8 empty] | 330 | 181.5 | 330 | 181.5 | 2640 | 1452 | 2640 | 1452 | [8 empty] | Thermal | Ice Storage
1958 | 945 |  |  |  |  | 1 |  |  |  |  | 18 | 18 | 144 | 144 | [16 empty] | Battery
1959 | 946 |  |  |  |  | 1 |  |  |  |  | 5 | 5 | [18 empty] | Battery
1960 | 947 |  |  |  |  | 1 |  |  |  |  | 10 | 10 | [18 empty] | Battery
1961 | 948 |  |  |  |  | 1 |  |  |  |  | 5 | 5 | [18 empty] | Battery
1962 | 949 |  |  |  |  | 1 |  |  |  |  | 12.22 | 12.22 | [18 empty] | Battery
1963 | 950 |  |  |  |  | 1 |  |  |  |  | 10.83 | 10.83 | [18 empty] | Battery
1964 | 951 |  |  |  |  | 1 |  |  |  |  | 3 | 3 | [18 empty] | Battery
1965 | 952 |  |  |  |  | 1 |  |  |  |  | 5 | 5 | 13.5 | 13.5 | [16 empty] | Battery | Lithium Ion (LI-ION)
1966 | 953 |  |  |  |  | 1 |  |  |  |  | 5 | 5 | 13.5 | 13.5 | [16 empty] | Battery | Lithium Ion (LI-ION)
1967 | 954 |  |  |  |  | 1 |  |  |  |  | 15 | 15 | 27 | 27 | [16 empty] | Battery | Lithium Ion (LI-ION)
1968 | 955 |  |  |  |  | 1 |  |  |  |  | 10 | 10 | 13.5 | 13.5 | [16 empty] | Battery | Lithium Ion (LI-ION)
1969 | 956 |  |  |  |  | 1 |  |  |  |  | 15.2 | 15.2 | [18 empty] | Battery
1970 | 957 |  |  |  |  | 1 |  |  |  |  | 7.6 | 7.6 | [18 empty] | Battery
1971 | 958 |  |  |  |  | 1 |  |  |  |  | 5 | 5 | [18 empty] | Battery
1972 | 959 |  |  |  |  | 1 |  |  |  |  | 5 | 5 | [18 empty] | Battery
1973 | 960 |  |  |  |  | 1 |  |  |  |  | 5.38 | 5.38 | [18 empty] | Battery
1974 | 961 |  |  |  |  | 1 |  |  |  |  | 10 | 10 | [18 empty] | Battery
1975 | 962 |  |  |  |  | 1 |  |  |  |  | 11.18 | 11.18 | [18 empty] | Battery
1976 | 963 |  |  |  |  | 1 |  |  |  |  | 12 | 12 | [18 empty] | Battery
1977 | 964 |  |  |  |  | 1 | [8 empty] | 120 | 66 | 120 | 66 | 960 | 528 | 960 | 528 | [8 empty] | Thermal | Ice Storage
1978 | 965 |  |  |  |  | 1 | [8 empty] | 852.5 | 468.875 | 852.5 | 468.875 | 6820 | 3751 | 6820 | 3751 | [8 empty] | Thermal | Ice Storage
1979 | 966 |  |  |  |  | 1 | [8 empty] | 1040 | 572 | 1040 | 572 | 8320 | 4576 | 8320 | 4576 | [8 empty] | Thermal | Ice Storage
1980 | 967 |  |  |  |  | 1 | [8 empty] | 45 | 24.75 | 45 | 24.75 | 360 | 198 | 360 | 198 | [8 empty] | Thermal | Ice Storage
1981 | 968 |  |  |  |  | 1 | [8 empty] | 280 | 154 | 280 | 154 | 2240 | 1232 | 2240 | 1232 | [8 empty] | Thermal | Ice Storage
1982 | 969 |  |  |  |  | 1 | [8 empty] | 280 | 154 | 280 | 154 | 2240 | 1232 | 2240 | 1232 | [8 empty] | Thermal | Ice Storage
1983 | 970 |  |  |  |  | 1 | [8 empty] | 200 | 110 | 200 | 110 | 1600 | 880 | 1600 | 880 | [8 empty] | Thermal | Ice Storage
1984 | 971 |  |  |  |  | 1 | [8 empty] | 720 | 396 | 720 | 396 | 5760 | 3168 | 5760 | 3168 | [8 empty] | Thermal | Ice Storage
1985 | 972 |  |  |  |  | 1 | [8 empty] | 40 | 22 | 40 | 22 | 320 | 176 | 320 | 176 | [8 empty] | Thermal | Ice Storage
1986 | 973 |  |  |  |  | 1 | [8 empty] | 40 | 22 | 40 | 22 | 320 | 176 | 320 | 176 | [8 empty] | Thermal | Ice Storage
1987 | 974 |  |  |  |  | 1 | [8 empty] | 100 | 55 | 100 | 55 | 800 | 440 | 800 | 440 | [8 empty] | Thermal | Ice Storage
1988 | 975 |  |  |  |  | 1 | [8 empty] | 200 | 110 | 200 | 110 | 1600 | 880 | 1600 | 880 | [8 empty] | Thermal | Ice Storage
1989 | 976 |  |  |  |  | 1 | [8 empty] | 20 | 11 | 20 | 11 | 160 | 88 | 160 | 88 | [8 empty] | Thermal | Ice Storage
1990 | 977 |  |  |  |  | 1 | [8 empty] | 40 | 22 | 40 | 22 | 320 | 176 | 320 | 176 | [8 empty] | Thermal | Ice Storage
1991 | 978 |  |  |  |  | 1 | [8 empty] | 240 | 132 | 240 | 132 | 1920 | 1056 | 1920 | 1056 | [8 empty] | Thermal | Ice Storage
1992 | 979 |  |  |  |  | 1 | [8 empty] | 210 | 115.5 | 210 | 115.5 | 1680 | 924 | 1680 | 924 | [8 empty] | Thermal | Ice Storage
1993 | 980 |  |  |  |  | 1 | [8 empty] | 68.75 | 37.8125 | 68.75 | 37.8125 | 550 | 302.5 | 550 | 302.5 | [8 empty] | Thermal | Ice Storage
1994 | 981 |  |  |  |  | 1 | [8 empty] | 360 | 198 | 360 | 198 | 2880 | 1584 | 2880 | 1584 | [8 empty] | Thermal | Ice Storage
1995 | 982 |  |  |  |  | 1 | [8 empty] | 200 | 110 | 200 | 110 | 1600 | 880 | 1600 | 880 | [8 empty] | Thermal | Ice Storage
1996 | 983 |  |  |  |  | 1 | [8 empty] | 60 | 33 | 60 | 33 | 480 | 264 | 480 | 264 | [8 empty] | Thermal | Ice Storage
1997 | 984 |  |  |  |  | 1 | [8 empty] | 160 | 88 | 160 | 88 | 1280 | 704 | 1280 | 704 | [8 empty] | Thermal | Ice Storage
1998 | 985 |  |  |  |  | 1 | [8 empty] | 120 | 66 | 120 | 66 | 960 | 528 | 960 | 528 | [8 empty] | Thermal | Ice Storage
1999 | 986 |  |  |  |  | 1 | [8 empty] | 80 | 44 | 80 | 44 | 640 | 352 | 640 | 352 | [8 empty] | Thermal | Ice Storage
2000 | 987 |  |  |  |  | 1 | [8 empty] | 120 | 66 | 120 | 66 | 960 | 528 | 960 | 528 | [8 empty] | Thermal | Ice Storage
2001 | 988 |  |  |  |  | 1 | [8 empty] | 160 | 88 | 160 | 88 | 1280 | 704 | 1280 | 704 | [8 empty] | Thermal | Ice Storage
2002 | 989 |  |  |  |  | 1 | [8 empty] | 40 | 22 | 40 | 22 | 320 | 176 | 320 | 176 | [8 empty] | Thermal | Ice Storage
2003 | 990 |  |  |  |  | 1 | [8 empty] | 187.5 | 103.125 | 187.5 | 103.125 | 1500 | 825 | 1500 | 825 | [8 empty] | Thermal | Ice Storage
2004 | 991 |  |  |  |  | 1 | [8 empty] | 40 | 22 | 40 | 22 | 320 | 176 | 320 | 176 | [8 empty] | Thermal | Ice Storage
2005 | 992 |  |  |  |  | 1 | [8 empty] | 140 | 77 | 140 | 77 | 1120 | 616 | 1120 | 616 | [8 empty] | Thermal | Ice Storage
2006 | 993 |  |  |  |  | 1 | [8 empty] | 180 | 99 | 180 | 99 | 1440 | 792 | 1440 | 792 | [8 empty] | Thermal | Ice Storage
2007 | 994 |  |  |  |  | 1 | [8 empty] | 180 | 99 | 180 | 99 | 1440 | 792 | 1440 | 792 | [8 empty] | Thermal | Ice Storage
2008 | 995 |  |  |  |  | 1 | [8 empty] | 3240 | 1782 | 3240 | 1782 | 25920 | 14256 | 25920 | 14256 | [8 empty] | Thermal | Ice Storage
2009 | 996 |  |  |  |  | 1 | [8 empty] | 100 | 55 | 100 | 55 | 800 | 440 | 800 | 440 | [8 empty] | Thermal | Ice Storage
2010 | 997 |  |  |  |  | 1 | [8 empty] | 60 | 33 | 60 | 33 | 480 | 264 | 480 | 264 | [8 empty] | Thermal | Ice Storage
2011 | 998 |  |  |  |  | 1 | [8 empty] | 100 | 55 | 100 | 55 | 800 | 440 | 800 | 440 | [8 empty] | Thermal | Ice Storage
2012 | 999 |  |  |  |  | 1 | [8 empty] | 200 | 110 | 200 | 110 | 1600 | 880 | 1600 | 880 | [8 empty] | Thermal | Ice Storage
2013 | 1000 |  |  |  |  | 1 | [8 empty] | 100 | 55 | 100 | 55 | 800 | 440 | 800 | 440 | [8 empty] | Thermal | Ice Storage
2014 | 1001 |  |  |  |  | 1 | [8 empty] | 20 | 11 | 20 | 11 | 160 | 88 | 160 | 88 | [8 empty] | Thermal | Ice Storage
2015 | 1002 |  |  |  |  | 1 | [8 empty] | 180 | 99 | 180 | 99 | 1440 | 792 | 1440 | 792 | [8 empty] | Thermal | Ice Storage
2016 | 1003 |  |  |  |  | 1 | [8 empty] | 160 | 88 | 160 | 88 | 1280 | 704 | 1280 | 704 | [8 empty] | Thermal | Ice Storage
2017 | 1004 |  |  |  |  | 1 | [8 empty] | 360 | 198 | 360 | 198 | 2880 | 1584 | 2880 | 1584 | [8 empty] | Thermal | Ice Storage
2018 | 1005 |  |  |  |  | 1 | [8 empty] | 60 | 33 | 60 | 33 | 480 | 264 | 480 | 264 | [8 empty] | Thermal | Ice Storage
2019 | 1006 |  |  |  |  | 1 | [8 empty] | 100 | 55 | 100 | 55 | 800 | 440 | 800 | 440 | [8 empty] | Thermal | Ice Storage
2020 | 1007 |  |  |  |  | 1 | [8 empty] | 100 | 55 | 100 | 55 | 800 | 440 | 800 | 440 | [8 empty] | Thermal | Ice Storage
2021 | 1008 |  |  |  |  | 1 | [8 empty] | 160 | 88 | 160 | 88 | 1280 | 704 | 1280 | 704 | [8 empty] | Thermal | Ice Storage
2022 | 1009 |  |  |  |  | 1 | [8 empty] | 40 | 22 | 40 | 22 | 320 | 176 | 320 | 176 | [8 empty] | Thermal | Ice Storage
2023 | 1010 |  |  |  |  | 1 | [8 empty] | 40 | 22 | 40 | 22 | 320 | 176 | 320 | 176 | [8 empty] | Thermal | Ice Storage
2024 | 1011 |  |  |  |  | 1 | [8 empty] | 40 | 22 | 40 | 22 | 320 | 176 | 320 | 176 | [8 empty] | Thermal | Ice Storage
2025 | 1012 |  |  |  |  | 1 | [8 empty] | 80 | 44 | 80 | 44 | 640 | 352 | 640 | 352 | [8 empty] | Thermal | Ice Storage
2026 | 1013 |  |  |  |  | 1 |  |  |  |  | 10 | 10 | [18 empty] | Battery | Lithium Ion (LI-ION)
2027 | 1014 |  |  |  |  | 1 |  |  |  |  | 9 | 9 | [18 empty] | Battery
2028 | 1015 |  |  |  |  | 1 |  |  |  |  | 14.25 | 14.25 | [18 empty] | Battery
2029 | 1016 |  |  |  |  | 1 | [8 empty] | 840 | 462 | 840 | 462 | 6720 | 3696 | 6720 | 3696 | [8 empty] | Thermal | Ice Storage
2030 | 1017 |  |  |  |  | 1 |  |  |  |  | 10 | 10 | [18 empty] | Battery
2031 | 1018 |  |  |  |  | 1 |  |  |  |  | 5 | 5 | [18 empty] | Battery
2032 | 1019 |  |  |  |  | 1 |  |  |  |  | 7.6 | 7.6 | [18 empty] | Battery
2033 | 1020 |  |  |  |  | 1 |  |  |  |  | 6.94 | 6.94 | [18 empty] | Battery
2034 | 1021 |  |  |  |  | 1 |  |  |  |  | 5.2 | 5.2 | [18 empty] | Battery
2035 | 1022 |  |  |  |  | 1 |  |  |  |  | 11.4 | 11.4 | [18 empty] | Battery
2036 | 1023 |  |  |  |  | 1 |  |  |  |  | 16 | 16 | [18 empty] | Battery
2037 | 1024 |  |  |  |  | 1 |  |  |  |  | 5 | 5 | [18 empty] | Battery | Lithium Ion (LI-ION)
2038 | 1025 |  |  |  |  | 1 |  |  |  |  | 5 | 5 | [18 empty] | Battery
2039 | 1026 |  |  |  |  | 1 | [8 empty] | 1448.75 | 796.8125 | 1448.75 | 796.8125 | 11590 | 6374.5 | 11590 | 6374.5 | [8 empty] | Thermal | Ice Storage
2040 | 1027 |  |  |  |  | 1 |  |  |  |  | 10 | 10 | [18 empty] | Battery
2041 | 1028 |  |  |  |  | 1 |  |  |  |  | 10 | 10 | [18 empty] | Battery
2042 | 1029 |  |  |  |  | 1 |  |  |  |  | 10 | 10 | [18 empty] | Battery
2043 | 1030 |  |  |  |  | 1 | 1310.4 | 1310.4 | [25 empty] | Solar | Solar PV | Outdoor - Ground Level/Mounted | Inverter | [5 empty] | 25 | 180
2044 | 1031 |  |  | Tecogen Inc. | InVerde 100 | 1 | 100 | 100 | 613 | 613 | [22 empty] | 1 | Natural Gas | Reciprocating Engine |  | Inverter |  |  |  | 28.6 | 80.8
2045 | 1032 |  |  |  |  | 1 | 2709.63 | 2709.63 | [25 empty] | Solar | Solar PV | Outdoor - Ground Level/Mounted | Inverter | [5 empty] | 23 | 180
2046 | 1033 |  |  |  |  | 1 | 2063 | 2063 | [25 empty] | Solar | Solar PV | Outdoor - Ground Level/Mounted | Inverter | [5 empty] | 25 | 180
2047 | 1034 |  |  |  |  | 1 | 1428 | 1428 | [25 empty] | Solar | Solar PV | Outdoor - Ground Level/Mounted | Inverter | [5 empty] | 25 | 180
2048 | 1035 |  |  |  |  | 1 | 2999 | 2999 | [25 empty] | Solar | Solar PV | Outdoor - Ground Level/Mounted | Inverter | [5 empty] | 25 | 180
2049 | 1036 |  |  |  |  | 1 | 383.4 | 383.4 | [25 empty] | Solar | Solar PV | Outdoor - Ground Level/Mounted | Inverter | [5 empty] | 25 | 180
2050 | 1037 |  |  |  |  | 1 | 2794.5 | 2794.5 | [25 empty] | Solar | Solar PV | Outdoor - Ground Level/Mounted | Inverter | [5 empty] | 25 | 180
2051 | 1038 |  |  | IntelliGen | IntelliGen 265 | 3 | 265 | 795 | 1419 | 4257 | [22 empty] | 3 | Natural Gas | Reciprocating Engine | Indoor - Basement | Synchronous Generator | TRUE |  |  | 30.7 | 81.8
2052 | 1039 |  |  |  |  | 1 | 3011.04 | 3011.04 | [25 empty] | Solar | Solar PV | Outdoor - Ground Level/Mounted | Inverter | [5 empty] | 25 | 180
2053 | 1040 |  |  |  |  | 1 | 3002.19 | 3002.19 | [25 empty] | Solar | Solar PV | Outdoor - Ground Level/Mounted | Inverter | [5 empty] | 25 | 180
2054 | 1042 |  |  |  |  | 1 | 3012.75 | 3012.75 | [25 empty] | Solar | Solar PV | Outdoor - Ground Level/Mounted | Inverter | [5 empty] | 25 | 180
2055 | 1041 |  |  | Tecogen, Inc. | InVerde Ultera (INV-100e+) | 4 | 100 | 400 | 613 | 2452 | [22 empty] | 4 | Natural Gas | Reciprocating Engine | Indoor | Inverter |  |  |  | 28.6 | 80.8
2056 | 1043 |  |  |  |  | 1 | 474.24 | 474.24 | [25 empty] | Solar | Solar PV | Outdoor - Ground Level/Mounted | Inverter | [5 empty] | 31 | 180
2057 | 1044 |  |  |  |  | 1 | 895.05 | 895.05 | [25 empty] | Solar | Solar PV | Outdoor - Ground Level/Mounted | Inverter | [5 empty] | 10 | 173
2058 | 1045 |  |  |  |  | 1 | 2856 | 2856 | [25 empty] | Solar | Solar PV | Outdoor - Ground Level/Mounted | Inverter | [5 empty] | 25 | 180
2059 | 1046 |  |  |  |  | 1 | 2782.08 | 2782.08 | [25 empty] | Solar | Solar PV | Outdoor - Ground Level/Mounted | Inverter | [5 empty] | 25 | 180
2060 | 1047 |  |  |  |  | 1 | 2782.08 | 2782.08 | [25 empty] | Solar | Solar PV | Outdoor - Ground Level/Mounted | Inverter | [5 empty] | 25 | 180
2061 | 1048 |  |  |  |  | 1 | 2744.82 | 2744.82 | [25 empty] | Solar | Solar PV | Outdoor - Ground Level/Mounted | Inverter | [5 empty] | 25 | 180
2062 | 1049 |  |  | Tecogen Inc. | InVerde 100 | 1 | 100 | 100 | 613 | 613 | [22 empty] | 1 | Natural Gas | Reciprocating Engine |  | Inverter |  |  |  | 28.6 | 80.8
2063 | 1050 |  |  |  |  | 1 |  |  |  |  | 3.8 | 3.8 | [18 empty] | Battery | Lithium Ion (LI-ION)
2064 | 1051 |  |  |  |  | 1 |  |  |  |  | 5 | 5 | [18 empty] | Battery | Lithium Ion (LI-ION)
2065 | 1052 |  |  |  |  | 1 |  |  |  |  | 10 | 10 | [18 empty] | Battery
2066 | 1053 |  |  |  |  | 1 |  |  |  |  | 10 | 10 | [18 empty] | Battery
2067 | 1054 |  |  |  |  | 1 |  |  |  |  | 10 | 10 | [18 empty] | Battery
2068 | 1055 |  |  |  |  | 1 |  |  |  |  | 7.6 | 7.6 | [18 empty] | Battery
2069 | 1056 |  |  |  |  | 1 |  |  |  |  | 11.93 | 11.93 | [18 empty] | Battery
2070 | 1057 |  |  |  |  | 1 |  |  |  |  | 5.2 | 5.2 | [18 empty] | Battery
2071 | 1058 |  |  |  |  | 1 |  |  |  |  | 6 | 6 | [18 empty] | Battery
2072 | 1059 |  |  |  |  | 1 |  |  |  |  | 6.6 | 6.6 | [18 empty] | Battery
2073 | 1060 |  |  |  |  | 1 |  |  |  |  | 3.8 | 3.8 | [18 empty] | Battery
2074 | 1061 |  |  |  |  | 1 |  |  |  |  | 8 | 8 | [18 empty] | Battery
2075 | 1062 |  |  |  |  | 1 |  |  |  |  | 10 | 10 | [18 empty] | Battery
2076 | 1063 |  |  |  |  | 1 |  |  |  |  | 5 | 5 | 13.5 | 13.5 | [16 empty] | Battery | Lithium Ion (LI-ION)
2077 | 1064 |  |  |  |  | 1 |  |  |  |  | 5 | 5 | [18 empty] | Battery
2078 | 1065 |  |  |  |  | 1 | 2299 | 2299 | [25 empty] | Solar | Solar PV | Outdoor - Ground Level/Mounted | Inverter | [5 empty] | 25 | 180
2079 | 1066 |  |  |  |  | 1 | 1982.68 | 1982.68 | [25 empty] | Solar | Solar PV | Outdoor - Ground Level/Mounted | Inverter | [5 empty] | 0 | 0
2080 | 1067 |  |  |  |  | 1 | 2841.16 | 2841.16 | [25 empty] | Solar | Solar PV | Outdoor - Ground Level/Mounted | Inverter | [5 empty] | 0 | 0
2081 | 1068 |  |  |  |  | 1 | 2575.44 | 2575.44 | [25 empty] | Solar | Solar PV | Outdoor - Ground Level/Mounted | Inverter | [5 empty] | 0 | 0
2082 | 1069 |  |  |  |  | 1 | 2759.4 | 2759.4 | [25 empty] | Solar | Solar PV | Outdoor - Ground Level/Mounted | Inverter | [5 empty] | 0 | 0
2083 | 1070 |  |  |  |  | 1 | 3062.4 | 3062.4 | [24 empty] | 1 | Solar | Solar PV | Outdoor - Ground Level/Mounted | Inverter | [5 empty] | 30 | 180
2084 | 1071 |  |  |  |  | 1 | 1533.87 | 1533.87 | [24 empty] | 1 | Solar | Solar PV | Outdoor - Rooftop | Inverter | [5 empty] | 25 | 180
2085 | 1072 |  |  | Tecogen Inc. | INV-125 e+ | 1 | 125 | 125 | 780 | 780 | [22 empty] | 1 | Natural Gas | Reciprocating Engine | Indoor | Inverter |  |  |  | 28.4 | 80.9
2086 | 1073 |  |  | Tecogen Inc. | INV-125e+ | 1 | 125 | 125 | 780 | 780 | [22 empty] | 1 | Natural Gas | Reciprocating Engine | Indoor | Inverter |  |  |  | 28.4 | 80.9
2087 | 1074 |  |  | Tecogen Inc. | INV-125e+ | 1 | 125 | 125 | 780 | 780 | [22 empty] | 1 | Natural Gas | Reciprocating Engine | Indoor | Inverter |  |  |  | 28.4 | 80.9
2088 | 1075 |  |  | Tecogen Inc. | INV-125e+ | 1 | 125 | 125 | 780 | 780 | [22 empty] | 1 | Natural Gas | Reciprocating Engine | Indoor | Inverter |  |  |  | 28.4 | 80.9
2089 | 1076 |  |  |  |  | 1 | 2994.875 | 2994.875 | [25 empty] | Solar | Solar PV | Outdoor - Ground Level/Mounted | Inverter | [5 empty] | 20 | 180
2090 | 1077 |  |  |  |  | 1 | 5990.225 | 5990.225 | [25 empty] | Solar | Solar PV | Outdoor - Ground Level/Mounted | Inverter | [5 empty] | 20 | 180
2091 | 1078 |  |  |  |  | 1 | 5994.025 | 5994.025 | [25 empty] | Solar | Solar PV | Outdoor - Ground Level/Mounted | Inverter | [5 empty] | 20 | 180
2092 | 1079 |  |  |  |  | 1 | 5963.065 | 5963.065 | [25 empty] | Solar | Solar PV | Outdoor - Ground Level/Mounted | Inverter | [5 empty] | 20 | 180
2093 | 1080 |  |  |  |  | 1 | 2994.875 | 2994.875 | [25 empty] | Solar | Solar PV | Outdoor - Ground Level/Mounted | Inverter | [5 empty] | 20 | 180
2094 | 1081 |  |  |  |  | 1 | 2604.96 | 2604.96 | [25 empty] | Solar | Solar PV | Outdoor - Ground Level/Mounted | Inverter | [5 empty] | 20 | 180
2095 | 1083 |  |  |  |  | 1 | 3065.04 | 3065.04 | [25 empty] | Solar | Solar PV | Outdoor - Ground Level/Mounted | Inverter | [5 empty] | 25 | 180
2096 | 1084 |  |  |  |  | 1 | 1101.6 | 1101.6 | [25 empty] | Solar | Solar PV | Outdoor - Ground Level/Mounted | Inverter | [5 empty] | 5 | 224
2097 | 1085 |  |  |  |  | 1 | 3062.4 | 3062.4 | [25 empty] | Solar | Solar PV | Outdoor - Ground Level/Mounted | Inverter | [5 empty] | 25 | 180
2098 | 1086 |  |  |  |  | 1 | 3062.4 | 3062.4 | [25 empty] | Solar | Solar PV | Outdoor - Ground Level/Mounted | Inverter | [5 empty] | 30 | 180
2099 | 1087 |  |  |  |  | 1 | 2757.24 | 2757.24 | [25 empty] | Solar | Solar PV | Outdoor - Ground Level/Mounted | Inverter | [5 empty] | 25 | 180
2100 | 1088 |  |  |  |  | 1 |  |  |  |  | 10 | 10 | [18 empty] | Battery | Lithium Ion (LI-ION)
2101 | 1089 |  |  |  |  | 1 |  |  |  |  | 10 | 10 | [18 empty] | Battery | Lithium Ion (LI-ION)
2102 | 1090 |  |  |  |  | 1 |  |  |  |  | 10 | 10 | [18 empty] | Battery | Lithium Ion (LI-ION)
2103 | 1091 |  |  |  |  | 1 |  |  |  |  | 10 | 10 | [18 empty] | Battery | Lithium Ion (LI-ION)
2104 | 1092 |  |  |  |  | 1 |  |  |  |  | 10 | 10 | [18 empty] | Battery | Lithium Ion (LI-ION)
2105 | 1093 |  |  |  |  | 1 |  |  |  |  | 10 | 10 | [18 empty] | Battery | Lithium Ion (LI-ION)
2106 | 1094 |  |  |  |  | 1 |  |  |  |  | 10 | 10 | [18 empty] | Battery | Lithium Ion (LI-ION)
2107 | 1095 |  |  |  |  | 1 |  |  |  |  | 5 | 5 | [18 empty] | Battery | Lithium Ion (LI-ION)
2108 | 1096 |  |  |  |  | 1 |  |  |  |  | 5 | 5 | [18 empty] | Battery | Lithium Ion (LI-ION)
2109 | 1097 |  |  |  |  | 1 |  |  |  |  | 5 | 5 | [18 empty] | Battery | Lithium Ion (LI-ION)
2110 | 1098 |  |  |  |  | 1 |  |  |  |  | 5 | 5 | [18 empty] | Battery | Lithium Ion (LI-ION)
2111 | 1099 |  |  |  |  | 1 |  |  |  |  | 5 | 5 | [18 empty] | Battery
2112 | 1100 |  |  |  |  | 1 |  |  |  |  | 4 | 4 | [18 empty] | Battery
2113 | 1101 |  |  |  |  | 1 |  |  |  |  | 10 | 10 | [18 empty] | Battery | Lithium Ion (LI-ION)
2114 | 1102 |  |  |  |  | 1 |  |  |  |  | 5 | 5 | [18 empty] | Battery | Lithium Ion (LI-ION)
2115 | 1103 |  |  |  |  | 1 |  |  |  |  | 10 | 10 | [18 empty] | Battery
2116 | 1104 |  |  |  |  | 1 |  |  |  |  | 15 | 15 | [18 empty] | Battery
2117 | 1105 |  |  |  |  | 1 |  |  |  |  | 10 | 10 | [18 empty] | Battery
2118 | 1106 |  |  |  |  | 1 |  |  |  |  | 10 | 10 | [18 empty] | Battery
2119 | 1107 |  |  |  |  | 1 |  |  |  |  | 10 | 10 | [18 empty] | Battery | Lithium Ion (LI-ION)
2120 | 1108 |  |  |  |  | 1 |  |  |  |  | 15 | 15 | [18 empty] | Battery | Lithium Ion (LI-ION)
2121 | 1109 |  |  |  |  | 1 |  |  |  |  | 10 | 10 | [18 empty] | Battery | Lithium Ion (LI-ION)
2122 | 1110 |  |  |  |  | 1 |  |  |  |  | 5 | 5 | [18 empty] | Battery | Lithium Ion (LI-ION)
2123 | 1111 |  |  |  |  | 1 |  |  |  |  | 10 | 10 | [18 empty] | Battery | Lithium Ion (LI-ION)
2124 | 1112 |  |  |  |  | 1 |  |  |  |  | 20 | 20 | [18 empty] | Battery
2125 | 1113 |  |  |  |  | 1 |  |  |  |  | 10 | 10 | [18 empty] | Battery | Lithium Ion (LI-ION)
2126 | 1114 |  |  |  |  | 1 |  |  |  |  | 5 | 5 | [18 empty] | Battery | Lithium Ion (LI-ION)
2127 | 1115 |  |  |  |  | 1 |  |  |  |  | 5 | 5 | [18 empty] | Battery
2128 | 1116 |  |  |  |  | 1 |  |  |  |  | 5 | 5 | [18 empty] | Battery
2129 | 1117 |  |  |  |  | 1 |  |  |  |  | 3.8 | 3.8 | [18 empty] | Battery | Lithium Ion (LI-ION)
2130 | 1118 |  |  |  |  | 1 |  |  |  |  | 5 | 5 | [18 empty] | Battery | Lithium Ion (LI-ION)
2131 | 1119 |  |  |  |  | 1 |  |  |  |  | 5 | 5 | [18 empty] | Battery | Lithium Ion (LI-ION)
2132 | 1120 |  |  |  |  | 1 |  |  |  |  | 15 | 15 | [18 empty] | Battery | Lithium Ion (LI-ION)
2133 | 1121 |  |  |  |  | 1 |  |  |  |  | 10 | 10 | [18 empty] | Battery | Lithium Ion (LI-ION)
2134 | 1122 |  |  |  |  | 1 |  |  |  |  | 10 | 10 | [18 empty] | Battery | Lithium Ion (LI-ION)
2135 | 1123 |  |  |  |  | 1 |  |  |  |  | 5 | 5 | [18 empty] | Battery | Lithium Ion (LI-ION)
2136 | 1124 |  |  |  |  | 1 |  |  |  |  | 10 | 10 | [18 empty] | Battery
2137 | 1125 |  |  |  |  | 1 |  |  |  |  | 5 | 5 | [18 empty] | Battery | Lithium Ion (LI-ION)
2138 | 1126 |  |  |  |  | 1 |  |  |  |  | 10 | 10 | [18 empty] | Battery | Lithium Ion (LI-ION)
2139 | 1127 |  |  |  |  | 1 | 239.94 | 239.94 | [25 empty] | Solar | Solar PV | Outdoor - Rooftop | Inverter | [5 empty] | 10 | 180
2140 | 1128 |  |  |  |  | 1 | 380.16 | 380.16 | [25 empty] | Solar | Solar PV | Outdoor - Rooftop | Inverter | [5 empty] | 10 | 106
2141 | 1129 |  |  |  |  | 1 | 2772 | 2772 | [25 empty] | Solar | Solar PV | Outdoor - Ground Level/Mounted | Inverter | [5 empty] | 20 | 180
2142 | 1130 |  |  |  |  | 1 | 5363.82 | 5363.82 | [25 empty] | Solar | Solar PV | Outdoor - Ground Level/Mounted | Inverter | [5 empty] | 25 | 180
2143 | 1131 |  |  |  |  | 1 | 2772 | 2772 | [25 empty] | Solar | Solar PV | Outdoor - Ground Level/Mounted | Inverter | [5 empty] | 20 | 180
2144 | 1132 |  |  | Tecogen Inc. | INV-125e+ | 1 | 125 | 125 | 780 | 780 | [22 empty] | 1 | Natural Gas | Reciprocating Engine | Indoor | Inverter |  |  |  | 28.4 | 80.9
2145 | 1133 |  |  | Tecogen Inc. | INV-125e+ | 1 | 125 | 125 | 780 | 780 | [22 empty] | 1 | Natural Gas | Reciprocating Engine | Indoor | Inverter |  |  |  | 28.4 | 80.9
2146 | 1134 |  |  | Tecogen Inc. | INV-125e+ | 1 | 125 | 125 | 780 | 780 | [22 empty] | 1 | Natural Gas | Reciprocating Engine | Indoor | Inverter |  |  |  | 28.4 | 80.9
2147 | 1135 |  |  | Tecogen Inc. | INV-125e+ | 1 | 125 | 125 | 780 | 780 | [22 empty] | 1 | Natural Gas | Reciprocating Engine | Indoor | Inverter |  |  |  | 28.4 | 80.9
2148 | 1136 |  |  | Tedom | Micro 35 | 1 | 35 | 35 | 238 | 238 | [22 empty] | 1 | Natural Gas | Reciprocating Engine | Indoor - Basement | Inverter |  |  |  | 30 | 89.8
2149 | 1137 |  |  |  |  | 1 | 3003 | 3003 | [25 empty] | Solar | Solar PV | Outdoor - Ground Level/Mounted | Inverter | [5 empty] | 30 | 180
2150 | 1138 |  |  | Tecogen Inc. | InVerde Ultera (INV-100e+) | 2 | 100 | 200 | 613 | 1226 | [22 empty] | 2 | Natural Gas | Reciprocating Engine | Indoor | Inverter |  |  |  | 28.6 | 80.8
2151 | 1139 |  |  | Capstone | C600S | 1 | 600 | 600 | [24 empty] | 1 | Digester Gas | Microturbine | [9 empty] | Iron Sponge
2152 | 1140 |  |  |  |  | 1 | 2793.6 | 2793.6 | [24 empty] | 1 | Solar | Solar PV | Outdoor - Ground Level/Mounted | Inverter | [5 empty] | 25 | 180
2153 | 1141 |  |  | Tecogen | INV-100 | 3 | 100 | 300 | 613 | 1839 | [22 empty] | 3 | Natural Gas | Reciprocating Engine |  | Inverter |  |  |  | 28.6 | 80.8
2154 | 1142 |  |  | ENER-G Rudox | ER265ULI HW | 2 | 265 | 530 | 1265.5 | 2531 | [22 empty] | 2 | Natural Gas | Reciprocating Engine |  | Inverter |  |  |  | 31.8 | 81.62
2155 | 1143 |  |  | Tecogen, Inc. | INV-300e+ | 1 | 300 | 300 | 1839 | 1839 | [22 empty] | 3 | Natural Gas | Reciprocating Engine |  | Inverter |  |  |  | 28.6 | 80.8
2156 | 1144 |  |  |  |  | 1 | 1310.4 | 1310.4 | [25 empty] | Solar | Solar PV | Outdoor - Ground Level/Mounted | Inverter | [5 empty] | 15 | 127
2157 | 1145 |  |  |  |  | 1 | 3539.7 | 3539.7 | [25 empty] | Solar | Solar PV | Outdoor - Ground Level/Mounted | Inverter | [5 empty] | 25 | 180
2158 | 1146 |  |  |  |  | 1 | 2794.5 | 2794.5 | [25 empty] | Solar | Solar PV | Outdoor - Ground Level/Mounted | Inverter | [5 empty] | 25 | 180
2160 | 1148 |  |  | Hyundai Heavy Industries | B6M100 | 2 | 5400 | 10800 | [24 empty] | 2 | Natural Gas | Reciprocating Engine |  |  |  | TRUE
2161 | 1151 |  |  |  |  | 1 | 2772 | 2772 | [24 empty] | 1 | Solar | Solar PV | Outdoor - Ground Level/Mounted | Inverter | [5 empty] | 20 | 180
2162 | 1150 |  |  |  |  | 1 | 2751.03 | 2751.03 | [24 empty] | 1 | Solar | Solar PV | Outdoor - Ground Level/Mounted | Inverter | [5 empty] | 25 | 180
2163 | 1149 |  |  |  |  | 1 | 2732.4 | 2732.4 | [24 empty] | 1 | Solar | Solar PV | Outdoor - Ground Level/Mounted | Inverter | [5 empty] | 25 | 180
2164 | 1152 |  |  |  |  | 1 | 2757.24 | 2757.24 | [24 empty] | 1 | Solar | Solar PV | Outdoor - Ground Level/Mounted | Inverter | [5 empty] | 25 | 180
2165 | 1153 |  |  |  |  | 1 | 2397.6 | 2397.6 | [24 empty] | 1 | Solar | Solar PV | Outdoor - Ground Level/Mounted | Inverter | [5 empty] | 20 | 180
2166 | 1154 |  |  |  |  | 1 | 3356.64 | 3356.64 | [24 empty] | 1 | Solar | Solar PV | Outdoor - Ground Level/Mounted | Inverter | [5 empty] | 25 | 180
2167 | 1157 |  |  |  |  | 1 | 2317.68 | 2317.68 | [25 empty] | Solar | Solar PV | Outdoor - Ground Level/Mounted | Inverter | [5 empty] | 20 | 180
2168 | 1155 |  |  |  |  | 1 | 2782.08 | 2782.08 | [25 empty] | Solar | Solar PV | Outdoor - Ground Level/Mounted | Inverter | [5 empty] | 25 | 180
2169 | 1158 |  |  | Aegis Energy Services, Inc. | Aegen PowerVerter 100 | 2 | 100 | 200 | 643.2 | 1286.4 | [22 empty] | 1 | Natural Gas | Reciprocating Engine |  | Inverter |  |  |  | 25.2 | 76.9
2170 | 1159 |  |  | Aegis Energy Services, Inc. | Aegen PowerVerter 100 | 1 | 100 | 100 | 643.2 | 643.2 | [22 empty] | 1 | Natural Gas | Reciprocating Engine |  | Inverter |  |  |  | 25.2 | 76.9
2172 | 1161 |  |  |  |  | 1 | 1689.12 | 1689.12 | [24 empty] | 1 | Solar | Solar PV | Outdoor - Ground Level/Mounted | Inverter | [5 empty] | 20 | 189
2173 | 1162 |  |  |  |  | 1 | 2317.68 | 2317.68 | [24 empty] | 1 | Solar | Solar PV | Outdoor - Ground Level/Mounted | Inverter | [5 empty] | 20 | 194
2174 | 1163 |  |  |  |  | 1 | 2317.68 | 2317.68 | [24 empty] | 1 | Solar | Solar PV | Outdoor - Ground Level/Mounted | Inverter | [5 empty] | 20 | 194
2175 | 1164 |  |  |  |  | 1 | 2704.8 | 2704.8 | [24 empty] | 1 | Solar | Solar PV | Outdoor - Ground Level/Mounted | Inverter | [5 empty] | 25 | 185
2176 | 1165 |  |  |  |  | 1 | 2995.98 | 2995.98 | [24 empty] | 1 | Solar | Solar PV | Outdoor - Ground Level/Mounted | Inverter | [5 empty] | 20 | 180
2177 | 1166 |  |  |  |  | 1 | 4473.96 | 4473.96 | [24 empty] | 1 | Solar | Solar PV | Outdoor - Ground Level/Mounted | Inverter | [5 empty] | 20 | 180
2178 | 1167 |  |  |  |  | 1 | 2995.98 | 2995.98 | [24 empty] | 1 | Solar | Solar PV | Outdoor - Ground Level/Mounted | Inverter | [5 empty] | 20 | 180
2179 | 1168 |  |  |  |  | 1 | 2995.98 | 2995.98 | [24 empty] | 1 | Solar | Solar PV | Outdoor - Ground Level/Mounted | Inverter | [5 empty] | 20 | 180
2180 | 1169 |  |  |  |  | 1 | 2969.07 | 2969.07 | [24 empty] | 1 | Solar | Solar PV | Outdoor - Ground Level/Mounted | Inverter | [5 empty] | 20 | 180
2181 | 1170 |  |  |  |  | 1 | 4473.96 | 4473.96 | [24 empty] | 1 | Solar | Solar PV | Outdoor - Ground Level/Mounted | Inverter | [5 empty] | 20 | 180
2182 | 1171 |  |  |  |  | 1 | 2444.26 | 2444.26 | [24 empty] | 1 | Solar | Solar PV | Outdoor - Ground Level/Mounted | Inverter | [5 empty] | 25 | 180
2183 | 1172 |  |  |  |  | 1 | 6901.2 | 6901.2 | [24 empty] | 1 | Solar | Solar PV | Outdoor - Ground Level/Mounted | Inverter | [5 empty] | 25 | 180
2184 | 1174 |  |  |  |  | 1 | 2995.98 | 2995.98 | [24 empty] | 1 | Solar | Solar PV | Outdoor - Ground Level/Mounted | Inverter | [5 empty] | 20 | 180
2185 | 1175 |  |  |  |  | 1 | 2995.98 | 2995.98 | [24 empty] | 1 | Solar | Solar PV | Outdoor - Ground Level/Mounted | Inverter | [5 empty] | 20 | 180
2186 | 1177 |  |  |  |  | 1 | 3024 | 3024 | [25 empty] | Solar | Solar PV | Outdoor - Ground Level/Mounted | Inverter | [5 empty] | 25 | 180
2187 | 1178 |  |  |  |  | 1 | 3001.44 | 3001.44 | [25 empty] | Solar | Solar PV | Outdoor - Ground Level/Mounted | Inverter | [5 empty] | 25 | 180
2188 | 1179 |  |  |  |  | 1 | 3017.25 | 3017.25 | [25 empty] | Solar | Solar PV | Outdoor - Ground Level/Mounted | Inverter | [5 empty] | 25 | 180
2189 | 1180 |  |  |  |  | 1 | 630.72 | 630.72 | [25 empty] | Solar | Solar PV | Outdoor - Rooftop | Inverter | [5 empty] | 10 | 170
2190 | 1182 |  |  |  |  | 1 | 2794.5 | 2794.5 | [25 empty] | Solar | Solar PV | Outdoor - Ground Level/Mounted | Inverter | [5 empty] | 25 | 180
2191 | 1183 |  |  |  |  | 1 | 471.24 | 471.24 | [25 empty] | Solar | Solar PV | Outdoor - Ground Level/Mounted | Inverter | [5 empty] | 17 | 180
2192 | 1184 |  |  |  |  | 1 | 2706.21 | 2706.21 | [25 empty] | Solar | Solar PV | Outdoor - Ground Level/Mounted | Inverter | [5 empty] | 25 | 180
2193 | 1185 |  |  |  |  | 1 | 6289.92 | 6289.92 | [25 empty] | Solar | Solar PV | Outdoor - Ground Level/Mounted | Inverter | [5 empty] | 25 | 192
2194 | 1186 |  |  |  |  | 1 | 1776.6 | 1776.6 | [25 empty] | Solar | Solar PV | Outdoor - Ground Level/Mounted | Inverter | [5 empty] | 25 | 180
2195 | 1187 |  |  |  |  | 1 |  |  |  |  | 100 | 100 | [18 empty] | Battery | Zinc Manganese Dioxide (UEP)
2196 | 1188 |  |  |  |  | 1 |  |  |  |  | 10 | 10 | [18 empty] | Battery | Lithium Ion (LI-ION)
2197 | 1189 |  |  |  |  | 1 |  |  |  |  | 5 | 5 | [18 empty] | Battery | Lithium Ion (LI-ION)
2198 | 1190 |  |  |  |  | 1 |  |  |  |  | 10 | 10 | [18 empty] | Battery | Lithium Ion (LI-ION)
2199 | 1191 |  |  |  |  | 1 |  |  |  |  | 15 | 15 | [18 empty] | Battery | Lithium Ion (LI-ION)
2200 | 1192 |  |  |  |  | 1 |  |  |  |  | 10 | 10 | [18 empty] | Battery | Lithium Ion (LI-ION)
2201 | 1193 |  |  |  |  | 1 |  |  |  |  | 9.8 | 9.8 | [18 empty] | Battery | Lithium Ion (LI-ION)
2202 | 1194 |  |  |  |  | 1 |  |  |  |  | 5 | 5 | [18 empty] | Battery | Lithium Ion (LI-ION)
2203 | 1195 |  |  |  |  | 1 |  |  |  |  | 5 | 5 | [18 empty] | Battery | Lithium Ion (LI-ION)
2204 | 1196 |  |  |  |  | 1 |  |  |  |  | 5 | 5 | [18 empty] | Battery | Lithium Ion (LI-ION)
2205 | 1197 |  |  |  |  | 1 |  |  |  |  | 5 | 5 | [18 empty] | Battery | Lithium Ion (LI-ION)
2206 | 1198 |  |  |  |  | 1 |  |  |  |  | 10 | 10 | [18 empty] | Battery | Lithium Ion (LI-ION)
2207 | 1199 |  |  |  |  | 1 |  |  |  |  | 5 | 5 | [18 empty] | Battery | Lithium Ion (LI-ION)
2208 | 1200 |  |  |  |  | 1 |  |  |  |  | 10 | 10 | [18 empty] | Battery | Lithium Ion (LI-ION)
2209 | 1201 |  |  |  |  | 1 |  |  |  |  | 5 | 5 | [18 empty] | Battery | Lithium Ion (LI-ION)
2210 | 1202 |  |  |  |  | 1 |  |  |  |  | 10 | 10 | [18 empty] | Battery | Lithium Ion (LI-ION)
2211 | 1203 |  |  |  |  | 1 |  |  |  |  | 5 | 5 | [18 empty] | Battery | Lithium Ion (LI-ION)
2212 | 1204 |  |  |  |  | 1 |  |  |  |  | 5 | 5 | [18 empty] | Battery | Lithium Ion (LI-ION)
2213 | 1205 |  |  |  |  | 1 |  |  |  |  | 27 | 27 | [18 empty] | Battery | Lithium Ion (LI-ION)
2214 | 1206 |  |  |  |  | 1 |  |  |  |  | 8 | 8 | [18 empty] | Battery | Lithium Ion (LI-ION)
2215 | 1207 |  |  |  |  | 1 |  |  |  |  | 4.8 | 4.8 | [18 empty] | Battery | Lithium Ion (LI-ION)
2216 | 1208 |  |  |  |  | 1 |  |  |  |  | 8.35 | 8.35 | [18 empty] | Battery | Lithium Ion (LI-ION)
2217 | 1209 |  |  |  |  | 1 |  |  |  |  | 20 | 20 | [18 empty] | Battery | Lithium Ion (LI-ION)
2218 | 1210 |  |  |  |  | 1 |  |  |  |  | 7 | 7 | [18 empty] | Battery | Lithium Ion (LI-ION)
2219 | 1211 |  |  |  |  | 1 |  |  |  |  | 4 | 4 | [18 empty] | Battery | Lithium Ion (LI-ION)
2220 | 1212 |  |  |  |  | 1 |  |  |  |  | 8.35 | 8.35 | [18 empty] | Battery | Lithium Ion (LI-ION)
2221 | 1213 |  |  |  |  | 1 |  |  |  |  | 8 | 8 | [18 empty] | Battery | Lithium Ion (LI-ION)
2222 | 1214 |  |  |  |  | 1 |  |  |  |  | 6.8 | 6.8 | [18 empty] | Battery | Lithium Ion (LI-ION)
2223 | 1215 |  |  |  |  | 1 |  |  |  |  | 7 | 7 | [18 empty] | Battery | Lithium Ion (LI-ION)
2224 | 1216 |  |  |  |  | 1 |  |  |  |  | 6.6 | 6.6 | [18 empty] | Battery | Lithium Ion (LI-ION)
2225 | 1217 |  |  |  |  | 1 |  |  |  |  | 7.6 | 7.6 | [18 empty] | Battery | Lithium Ion (LI-ION)
2226 | 1218 |  |  |  |  | 1 |  |  |  |  | 5 | 5 | [18 empty] | Battery | Lithium Ion (LI-ION)
2227 | 1219 |  |  |  |  | 1 |  |  |  |  | 10 | 10 | [18 empty] | Battery | Lithium Ion (LI-ION)
2228 | 1220 |  |  |  |  | 1 |  |  |  |  | 10 | 10 | [18 empty] | Battery | Lithium Ion (LI-ION)
2229 | 1221 |  |  |  |  | 1 |  |  |  |  | 15 | 15 | [18 empty] | Battery | Lithium Ion (LI-ION)
2230 | 1222 |  |  |  |  | 1 |  |  |  |  | 10 | 10 | [18 empty] | Battery | Lithium Ion (LI-ION)
2231 | 1223 |  |  |  |  | 1 |  |  |  |  | 15 | 15 | [18 empty] | Battery | Lithium Ion (LI-ION)
2232 | 1224 |  |  |  |  | 1 |  |  |  |  | 10 | 10 | [18 empty] | Battery | Lithium Ion (LI-ION)
2233 | 1225 |  |  |  |  | 1 |  |  |  |  | 20.53 | 20.53 | [18 empty] | Battery | Lithium Ion (LI-ION)
2234 | 1226 |  |  |  |  | 1 |  |  |  |  | 5 | 5 | [18 empty] | Battery | Lithium Ion (LI-ION)
2235 | 1227 |  |  |  |  | 1 |  |  |  |  | 10 | 10 | [18 empty] | Battery | Lithium Ion (LI-ION)
2236 | 1228 |  |  |  |  | 1 |  |  |  |  | 10 | 10 | [18 empty] | Battery | Lithium Ion (LI-ION)
2237 | 1229 |  |  |  |  | 1 |  |  |  |  | 7.6 | 7.6 | [18 empty] | Battery | Lithium Ion (LI-ION)
2238 | 1230 |  |  |  |  | 1 |  |  |  |  | 5 | 5 | [18 empty] | Battery | Lithium Ion (LI-ION)
2239 | 1231 |  |  |  |  | 1 |  |  |  |  | 15.2 | 15.2 | [18 empty] | Battery | Lithium Ion (LI-ION)
2240 | 1232 |  |  |  |  | 1 |  |  |  |  | 5 | 5 | [18 empty] | Battery | Lithium Ion (LI-ION)
2241 | 1233 |  |  |  |  | 1 |  |  |  |  | 10 | 10 | [18 empty] | Battery | Lithium Ion (LI-ION)
2242 | 1234 |  |  |  |  | 1 |  |  |  |  | 10 | 10 | [18 empty] | Battery | Lithium Ion (LI-ION)
2243 | 1235 |  |  |  |  | 1 |  |  |  |  | 11.4 | 11.4 | [18 empty] | Battery | Lithium Ion (LI-ION)
2244 | 1236 |  |  |  |  | 1 |  |  |  |  | 3.3 | 3.3 | [18 empty] | Battery | Lithium Ion (LI-ION)
2245 | 1237 |  |  |  |  | 1 |  |  |  |  | 6 | 6 | [18 empty] | Battery | Lithium Ion (LI-ION)
2246 | 1238 |  |  |  |  | 1 |  |  |  |  | 5 | 5 | [18 empty] | Battery | Lithium Ion (LI-ION)
2247 | 1239 |  |  |  |  | 1 |  |  |  |  | 5 | 5 | [18 empty] | Battery | Lithium Ion (LI-ION)
2248 | 1240 |  |  |  |  | 1 |  |  |  |  | 12.6 | 12.6 | [18 empty] | Battery | Lithium Ion (LI-ION)
2249 | 1241 |  |  |  |  | 1 |  |  |  |  | 5 | 5 | [18 empty] | Battery | Lithium Ion (LI-ION)
2250 | 1242 |  |  |  |  | 1 |  |  |  |  | 3.8 | 3.8 | [18 empty] | Battery | Lithium Ion (LI-ION)
2251 | 1243 |  |  |  |  | 1 |  |  |  |  | 7 | 7 | [18 empty] | Battery | Lithium Ion (LI-ION)
2252 | 1244 |  |  |  |  | 1 |  |  |  |  | 10 | 10 | [18 empty] | Battery | Lithium Ion (LI-ION)
2253 | 1245 |  |  |  |  | 1 |  |  |  |  | 5 | 5 | [18 empty] | Battery | Lithium Ion (LI-ION)
2254 | 1246 |  |  |  |  | 1 |  |  |  |  | 8 | 8 | [18 empty] | Battery | Lithium Ion (LI-ION)
2255 | 1247 |  |  |  |  | 1 |  |  |  |  | 10 | 10 | [18 empty] | Battery | Lithium Ion (LI-ION)
2256 | 1248 |  |  |  |  | 1 |  |  |  |  | 10 | 10 | [18 empty] | Battery | Lithium Ion (LI-ION)
2257 | 1249 |  |  |  |  | 1 |  |  |  |  | 5 | 5 | [18 empty] | Battery | Lithium Ion (LI-ION)
2258 | 1250 |  |  |  |  | 1 |  |  |  |  | 15 | 15 | [18 empty] | Battery | Lithium Ion (LI-ION)
2259 | 1251 |  |  |  |  | 1 |  |  |  |  | 10 | 10 | [18 empty] | Battery | Lithium Ion (LI-ION)
2260 | 1252 |  |  |  |  | 1 |  |  |  |  | 20 | 20 | [18 empty] | Battery | Lithium Ion (LI-ION)
2261 | 1253 |  |  |  |  | 1 |  |  |  |  | 10 | 10 | [18 empty] | Battery | Lithium Ion (LI-ION)
2262 | 1254 |  |  |  |  | 1 |  |  |  |  | 10 | 10 | [18 empty] | Battery | Lithium Ion (LI-ION)
2263 | 1255 |  |  |  |  | 1 |  |  |  |  | 10 | 10 | [18 empty] | Battery | Lithium Ion (LI-ION)
2264 | 1256 |  |  |  |  | 1 |  |  |  |  | 7.6 | 7.6 | [18 empty] | Battery | Lithium Ion (LI-ION)
2265 | 1257 |  |  |  |  | 1 |  |  |  |  | 15 | 15 | [18 empty] | Battery | Lithium Ion (LI-ION)
2266 | 1258 |  |  |  |  | 1 |  |  |  |  | 9 | 9 | [18 empty] | Battery | Lithium Ion (LI-ION)
2267 | 1259 |  |  |  |  | 1 |  |  |  |  | 12 | 12 | [18 empty] | Battery | Lithium Ion (LI-ION)
2268 | 1260 |  |  |  |  | 1 |  |  |  |  | 10 | 10 | [18 empty] | Battery | Lithium Ion (LI-ION)
2269 | 1261 |  |  |  |  | 1 |  |  |  |  | 5 | 5 | [18 empty] | Battery | Lithium Ion (LI-ION)
2270 | 1262 |  |  |  |  | 1 |  |  |  |  | 10 | 10 | [18 empty] | Battery | Lithium Ion (LI-ION)
2271 | 1263 |  |  |  |  | 1 |  |  |  |  | 6.8 | 6.8 | [18 empty] | Battery | Lithium Ion (LI-ION)
2272 | 1264 |  |  |  |  | 1 |  |  |  |  | 5 | 5 | [18 empty] | Battery | Lithium Ion (LI-ION)
2273 | 1265 |  |  |  |  | 1 |  |  |  |  | 5 | 5 | [18 empty] | Battery | Lithium Ion (LI-ION)
2274 | 1266 |  |  |  |  | 1 |  |  |  |  | 15 | 15 | [18 empty] | Battery | Lithium Ion (LI-ION)
2275 | 1267 |  |  |  |  | 1 |  |  |  |  | 4.2 | 4.2 | [18 empty] | Battery | Lithium Ion (LI-ION)
2276 | 1268 |  |  |  |  | 1 |  |  |  |  | 5 | 5 | [18 empty] | Battery | Lithium Ion (LI-ION)
2277 | 1269 |  |  |  |  | 1 |  |  |  |  | 10 | 10 | [18 empty] | Battery | Lithium Ion (LI-ION)
2278 | 1270 |  |  |  |  | 1 |  |  |  |  | 15 | 15 | [18 empty] | Battery | Lithium Ion (LI-ION)
2279 | 1271 |  |  |  |  | 1 |  |  |  |  | 9.3 | 9.3 | [18 empty] | Battery | Lithium Ion (LI-ION)
2280 | 1272 |  |  |  |  | 1 |  |  |  |  | 9.3 | 9.3 | [18 empty] | Battery | Lithium Ion (LI-ION)
2281 | 1273 |  |  |  |  | 1 |  |  |  |  | 5 | 5 | [18 empty] | Battery | Lithium Ion (LI-ION)
2282 | 1274 |  |  |  |  | 1 |  |  |  |  | 8.4 | 8.4 | [18 empty] | Battery | Lithium Ion (LI-ION)
2283 | 1275 |  |  |  |  | 1 |  |  |  |  | 15 | 15 | [18 empty] | Battery | Lithium Ion (LI-ION)
2284 | 1276 |  |  |  |  | 1 |  |  |  |  | 5 | 5 | [18 empty] | Battery | Lithium Ion (LI-ION)
2285 | 1277 |  |  |  |  | 1 |  |  |  |  | 8.8 | 8.8 | [18 empty] | Battery | Lithium Ion (LI-ION)
2286 | 1278 |  |  |  |  | 1 |  |  |  |  | 10 | 10 | [18 empty] | Battery | Lithium Ion (LI-ION)
2287 | 1279 |  |  |  |  | 1 |  |  |  |  | 10 | 10 | [18 empty] | Battery | Lithium Ion (LI-ION)
2288 | 1280 |  |  |  |  | 1 |  |  |  |  | 5 | 5 | [18 empty] | Battery | Lithium Ion (LI-ION)
2289 | 1281 |  |  |  |  | 1 |  |  |  |  | 5 | 5 | [18 empty] | Battery | Lithium Ion (LI-ION)
2290 | 1282 |  |  |  |  | 1 |  |  |  |  | 5 | 5 | [18 empty] | Battery | Lithium Ion (LI-ION)
2291 | 1283 |  |  |  |  | 1 |  |  |  |  | 5 | 5 | [18 empty] | Battery | Lithium Ion (LI-ION)
2292 | 1284 |  |  |  |  | 1 |  |  |  |  | 10 | 10 | [18 empty] | Battery | Lithium Ion (LI-ION)
2293 | 1285 |  |  |  |  | 1 |  |  |  |  | 5 | 5 | [18 empty] | Battery | Lithium Ion (LI-ION)
2294 | 1286 |  |  |  |  | 1 |  |  |  |  | 10 | 10 | [18 empty] | Battery | Lithium Ion (LI-ION)
2295 | 1287 |  |  |  |  | 1 |  |  |  |  | 10 | 10 | [18 empty] | Battery | Lithium Ion (LI-ION)
2296 | 1288 |  |  |  |  | 1 |  |  |  |  | 5 | 5 | [18 empty] | Battery | Lithium Ion (LI-ION)
2297 | 1289 |  |  |  |  | 1 |  |  |  |  | 10 | 10 | [18 empty] | Battery | Lithium Ion (LI-ION)
2298 | 1290 |  |  |  |  | 1 |  |  |  |  | 11.8 | 11.8 | [18 empty] | Battery | Lithium Ion (LI-ION)
2299 | 1291 |  |  |  |  | 1 |  |  |  |  | 15.12 | 15.12 | [18 empty] | Battery | Lithium Ion (LI-ION)
2300 | 1292 |  |  |  |  | 1 |  |  |  |  | 3.8 | 3.8 | [18 empty] | Battery | Lithium Ion (LI-ION)
2301 | 1293 |  |  |  |  | 1 |  |  |  |  | 15.2 | 15.2 | [18 empty] | Battery | Lithium Ion (LI-ION)
2302 | 1294 |  |  |  |  | 1 |  |  |  |  | 7.6 | 7.6 | [18 empty] | Battery | Lithium Ion (LI-ION)
2303 | 1295 |  |  |  |  | 1 |  |  |  |  | 10 | 10 | [18 empty] | Battery | Lithium Ion (LI-ION)
2304 | 1296 |  |  |  |  | 1 | 820 | 820 | [25 empty] | Solar | Solar PV | Outdoor - Ground Level/Mounted | Inverter | [5 empty] | 25 | 180
2305 | 1298 |  |  |  |  | 1 | 6272 | 6272 | [24 empty] | 1 | Solar | Solar PV | Outdoor - Ground Level/Mounted | Inverter | [5 empty] | 30 | 180
2306 | 1299 |  |  | Tecogen Inc. | INV-100e+ | 2 | 100 | 200 | 613 | 1226 | [22 empty] | 2 | Natural Gas | Reciprocating Engine |  | Inverter |  |  |  | 28.6 | 80.8
2307 | 1300 |  |  |  |  | 1 | 3003 | 3003 | [24 empty] | 1 | Solar | Solar PV | Outdoor - Ground Level/Mounted | Inverter | [5 empty] | 30 | 180
2308 | 1301 |  |  |  |  | 1 | 5570.37 | 5570.37 | [24 empty] | 1 | Solar | Solar PV | Outdoor - Ground Level/Mounted | Inverter | [5 empty] | 25 | 180
2309 | 1302 |  |  |  |  | 1 | 5580.9 | 5580.9 | [24 empty] | 1 | Solar | Solar PV | Outdoor - Ground Level/Mounted | Inverter | [5 empty] | 25 | 180
2310 | 1303 |  |  |  |  | 1 | 731.25 | 731.25 | [24 empty] | 1 | Solar | Solar PV | Outdoor - Ground Level/Mounted | Inverter | [5 empty] | 30 | 180
2311 | 1304 |  |  | Tecogen Inc. |  | 2 | 125 | 250 | 780 | 1560 | [22 empty] | 2 | Natural Gas | Reciprocating Engine |  | Inverter |  |  |  | 28.4 | 80.9
2312 | 1305 |  |  |  |  | 1 |  |  |  |  | 58 | 58 | 129 | 129 | [16 empty] | Battery | Lithium Ion (LI-ION)
2313 | 1306 |  |  |  |  | 1 |  |  |  |  | 150 | 150 | [18 empty] | Battery | Lithium Ion (LI-ION)
2314 | 1307 |  |  |  |  | 1 |  |  |  |  | 150 | 150 | [18 empty] | Battery | Lithium Ion (LI-ION)
2315 | 1308 |  |  | Bloom Energy | ES5-AA2AAN | 1 | 262.5 | 262.5 | [24 empty] | 1 | Natural Gas | Fuel Cell
2316 | 1309 |  |  |  |  | 1 |  |  |  |  | 375 | 375
2317 | 1310 |  |  |  |  | 1 |  |  |  |  | 195 | 195 | [18 empty] | Battery | Lithium Ion (LI-ION)
2318 | 1311 |  |  |  |  | 1 |  |  |  |  | 455 | 455 | [18 empty] | Battery | Lithium Ion (LI-ION)
2319 | 1312 |  |  |  |  | 1 |  |  |  |  | 133 | 133
2320 | 1313 |  |  |  |  | 1 |  |  |  |  | 150 | 150 | [18 empty] | Battery | Lithium Ion (LI-ION)
2321 | 1314 |  |  |  |  | 1 |  |  |  |  | 150 | 150 | [18 empty] | Battery | Lithium Ion (LI-ION)
2322 | 1315 |  |  |  |  | 1 |  |  |  |  | 150 | 150 | [18 empty] | Battery | Lithium Ion (LI-ION)
2323 | 1316 |  |  |  |  | 1 |  |  |  |  | 150 | 150 | [18 empty] | Battery | Lithium Ion (LI-ION)
2324 | 1317 |  |  |  |  | 1 |  |  |  |  | 150 | 150 | [18 empty] | Battery | Lithium Ion (LI-ION)
2325 | 1318 |  |  |  |  | 1 |  |  |  |  | 150 | 150 | [18 empty] | Battery | Lithium Ion (LI-ION)
2326 | 1319 |  |  |  |  | 1 |  |  |  |  | 150 | 150 | [18 empty] | Battery | Lithium Ion (LI-ION)
2327 | 1320 |  |  |  |  | 1 |  |  |  |  | 150 | 150 | [18 empty] | Battery | Lithium Ion (LI-ION)
2328 | 1321 |  |  |  |  | 1 |  |  |  |  | 150 | 150 | [18 empty] | Battery | Lithium Ion (LI-ION)
2331 | 1324 |  |  |  |  | 1 | 2794.5 | 2794.5 | [25 empty] | Solar | Solar PV | Outdoor - Ground Level/Mounted | Inverter | [5 empty] | 25 | 180
2332 | 1325 |  |  |  |  | 1 | 918.72 | 918.72 | [25 empty] | Solar | Solar PV | Outdoor - Rooftop | Inverter | [5 empty] | 10 | 195
2333 | 1326 |  |  |  |  | 1 | 1738.8 | 1738.8 | [24 empty] | 1 | Solar | Solar PV | Outdoor - Ground Level/Mounted | Inverter | [5 empty] | 25 | 180
2334 | 1327 |  |  |  |  | 1 | 6143 | 6143 | [24 empty] | 1 | Solar | Solar PV | Outdoor - Ground Level/Mounted | Inverter | [5 empty] | 20 | 180
2335 | 1328 |  |  |  |  | 1 | 7236 | 7236 | [24 empty] | 1 | Solar | Solar PV | Outdoor - Ground Level/Mounted | Inverter | [5 empty] | 25 | 180
2336 | 1329 |  |  |  |  | 1 | 2771.82 | 2771.82 | [25 empty] | Solar | Solar PV | Outdoor - Ground Level/Mounted | Inverter | [5 empty] | 30 | 180
2337 | 1330 |  |  |  |  | 1 | 2604.16 | 2604.16 | [25 empty] | Solar | Solar PV | Outdoor - Ground Level/Mounted | Inverter | [5 empty] | 20 | 180
2338 | 1331 |  |  |  |  | 1 |  |  |  |  | 2400 | 2400 | 8220 | 8220 | [16 empty] | Battery | Lithium Ion (LI-ION)
2339 | 1332 |  |  |  |  | 1 |  |  |  |  | 2400 | 2400 | 8220 | 8220 | [16 empty] | Battery | Lithium Ion (LI-ION)
2340 | 1333 |  |  |  |  | 1 | 2782.08 | 2782.08 | [24 empty] | 1 | Solar | Solar PV | Outdoor - Ground Level/Mounted | Inverter | [5 empty] | 25 | 180
2341 | 1334 |  |  |  |  | 1 |  |  |  |  | 5 | 5 | [18 empty] | Battery | Lithium Ion (LI-ION)
2342 | 1335 |  |  |  |  | 1 |  |  |  |  | 13 | 13 | [18 empty] | Battery | Lithium Ion (LI-ION)
2343 | 1336 |  |  |  |  | 1 |  |  |  |  | 27 | 27 | [18 empty] | Battery | Lithium Ion (LI-ION)
2344 | 1337 |  |  |  |  | 1 |  |  |  |  | 13.5 | 13.5 | [18 empty] | Battery | Lithium Ion (LI-ION)
2345 | 1338 |  |  |  |  | 1 |  |  |  |  | 13.5 | 13.5 | [18 empty] | Battery | Lithium Ion (LI-ION)
2346 | 1339 |  |  |  |  | 1 |  |  |  |  | 10 | 10 | [18 empty] | Battery | Lithium Ion (LI-ION)
2347 | 1340 |  |  |  |  | 1 |  |  |  |  | 13.5 | 13.5 | [18 empty] | Battery | Lithium Ion (LI-ION)
2348 | 1341 |  |  |  |  | 1 |  |  |  |  | 5 | 5 | [18 empty] | Battery | Lithium Ion (LI-ION)
2349 | 1342 |  |  |  |  | 1 |  |  |  |  | 5 | 5 | [18 empty] | Battery | Lithium Ion (LI-ION)
2350 | 1343 |  |  |  |  | 1 |  |  |  |  | 5 | 5 | [18 empty] | Battery | Lithium Ion (LI-ION)
2351 | 1344 |  |  |  |  | 1 |  |  |  |  | 5 | 5 | [18 empty] | Battery | Lithium Ion (LI-ION)
2352 | 1345 |  |  |  |  | 1 |  |  |  |  | 5 | 5 | [18 empty] | Battery | Lithium Ion (LI-ION)
2353 | 1346 |  |  |  |  | 1 |  |  |  |  | 5 | 5 | [18 empty] | Battery | Lithium Ion (LI-ION)
2354 | 1347 |  |  |  |  | 1 |  |  |  |  | 12.6 | 12.6 | [18 empty] | Battery | Lithium Ion (LI-ION)
2355 | 1348 |  |  |  |  | 1 |  |  |  |  | 9.3 | 9.3 | [18 empty] | Battery | Lithium Ion (LI-ION)
2356 | 1349 |  |  |  |  | 1 |  |  |  |  | 9.3 | 9.3 | [18 empty] | Battery | Lithium Ion (LI-ION)
2357 | 1350 |  |  |  |  | 1 |  |  |  |  | 10 | 10 | [18 empty] | Battery | Lithium Ion (LI-ION)
2358 | 1351 |  |  |  |  | 1 |  |  |  |  | 9.3 | 9.3 | [18 empty] | Battery | Lithium Ion (LI-ION)
2359 | 1352 |  |  |  |  | 1 |  |  |  |  | 9.3 | 9.3 | [18 empty] | Battery | Lithium Ion (LI-ION)
2360 | 1353 |  |  |  |  | 1 |  |  |  |  | 27 | 27 | [18 empty] | Battery | Lithium Ion (LI-ION)
2361 | 1354 |  |  |  |  | 1 |  |  |  |  | 9.3 | 9.3 | [18 empty] | Battery | Lithium Ion (LI-ION)
2362 | 1355 |  |  |  |  | 1 |  |  |  |  | 30 | 30 | [18 empty] | Battery | Lithium Ion (LI-ION)
2363 | 1356 |  |  |  |  | 1 |  |  |  |  | 8 | 8 | [18 empty] | Battery | Lithium Ion (LI-ION)
2364 | 1357 |  |  |  |  | 1 |  |  |  |  | 5 | 5 | [18 empty] | Battery | Lithium Ion (LI-ION)
2365 | 1358 |  |  |  |  | 1 |  |  |  |  | 5 | 5 | [18 empty] | Battery | Lithium Ion (LI-ION)
2366 | 1359 |  |  |  |  | 1 |  |  |  |  | 28.8 | 28.8 | [18 empty] | Battery | Lithium Ion (LI-ION)
2367 | 1360 |  |  |  |  | 1 |  |  |  |  | 10 | 10 | [18 empty] | Battery | Lithium Ion (LI-ION)
2368 | 1361 |  |  |  |  | 1 |  |  |  |  | 9 | 9 | [18 empty] | Battery | Lithium Ion (LI-ION)
2369 | 1362 |  |  |  |  | 1 |  |  |  |  | 10 | 10 | [18 empty] | Battery | Lithium Ion (LI-ION)
2370 | 1363 |  |  |  |  | 1 |  |  |  |  | 20 | 20 | [18 empty] | Battery | Lithium Ion (LI-ION)
2371 | 1364 |  |  |  |  | 1 |  |  |  |  | 5 | 5 | [18 empty] | Battery | Lithium Ion (LI-ION)
2372 | 1365 |  |  |  |  | 1 |  |  |  |  | 27 | 27 | [18 empty] | Battery | Lithium Ion (LI-ION)
2373 | 1366 |  |  |  |  | 1 |  |  |  |  | 8.7 | 8.7 | [18 empty] | Battery | Lithium Ion (LI-ION)
2374 | 1367 |  |  |  |  | 1 |  |  |  |  | 10 | 10 | [18 empty] | Battery | Lithium Ion (LI-ION)
2375 | 1368 |  |  |  |  | 1 |  |  |  |  | 10 | 10 | [18 empty] | Battery | Lithium Ion (LI-ION)
2376 | 1369 |  |  |  |  | 1 |  |  |  |  | 7.6 | 7.6 | [18 empty] | Battery | Lithium Ion (LI-ION)
2377 | 1370 |  |  |  |  | 1 |  |  |  |  | 8 | 8 | [18 empty] | Battery | Lithium Ion (LI-ION)
2378 | 1371 |  |  |  |  | 1 |  |  |  |  | 11 | 11 | [18 empty] | Battery | Lithium Ion (LI-ION)
2379 | 1372 |  |  |  |  | 1 |  |  |  |  | 13.8 | 13.8 | [18 empty] | Battery | Lithium Ion (LI-ION)
2380 | 1373 |  |  |  |  | 1 |  |  |  |  | 10 | 10 | [18 empty] | Battery | Lithium Ion (LI-ION)
2381 | 1374 |  |  |  |  | 1 |  |  |  |  | 9.73 | 9.73 | [18 empty] | Battery | Lithium Ion (LI-ION)
2382 | 1375 |  |  |  |  | 1 | 2901 | 2901 | [24 empty] | 1 | Solar | Solar PV | Outdoor - Ground Level/Mounted | Inverter | [5 empty] | 25 | 180
2383 | 1376 |  |  | Yanmar | CP35D1z-TNUG | 2 | 35 | 70 | 204.12 | 408.24 | [22 empty] | 2 | Natural Gas | Reciprocating Engine | Outdoor - Ground Level/Mounted | Inverter |  |  |  | 25.2 | 78.6
2384 | 1378 |  |  |  |  | 1 | 2950.01 | 2950.01 | [25 empty] | Solar | Solar PV | Outdoor - Ground Level/Mounted | Inverter | [5 empty] | 20 | 180
2385 | 1379 |  |  |  |  | 1 | 2509.71 | 2509.71 | [25 empty] | Solar | Solar PV | Outdoor - Ground Level/Mounted | Inverter | [5 empty] | 20 | 180
2386 | 1377 |  |  |  |  | 1 | 5054.4 | 5054.4 | [25 empty] | Solar | Solar PV | Outdoor - Ground Level/Mounted | Inverter | [5 empty] | 20 | 180
2387 | 1380 |  |  | Dresser Rand | BG500-4B | 1 | 500 | 500 | [24 empty] | 1 | Digester Gas | Reciprocating Engine | Indoor - Above Ground | Synchronous Generator | [7 empty] | Other
2388 | 1381 |  |  |  |  | 1 |  |  |  |  | 10 | 10 | [18 empty] | Battery | Lithium Ion (LI-ION)
2389 | 1382 |  |  |  |  | 1 |  |  |  |  | 10 | 10 | [18 empty] | Battery | Lithium Ion (LI-ION)
2390 | 1383 |  |  |  |  | 1 |  |  |  |  | 18 | 18 | 36 | 36 | [16 empty] | Battery | Lithium Ion (LI-ION)
2391 | 1384 |  |  |  |  | 1 |  |  |  |  | 7.6 | 7.6 | [18 empty] | Battery | Lithium Ion (LI-ION)
2392 | 1385 |  |  |  |  | 1 |  |  |  |  | 5 | 5 | [18 empty] | Battery | Lithium Ion (LI-ION)
2393 | 1386 |  |  |  |  | 1 |  |  |  |  | 8 | 8 | [18 empty] | Battery | Lithium Ion (LI-ION)
2394 | 1387 |  |  |  |  | 1 |  |  |  |  | 20 | 20 | [18 empty] | Battery | Lithium Ion (LI-ION)
2395 | 1388 |  |  |  |  | 1 |  |  |  |  | 10 | 10 | [18 empty] | Battery | Lithium Ion (LI-ION)
2396 | 1389 |  |  |  |  | 1 |  |  |  |  | 15 | 15 | [18 empty] | Battery | Lithium Ion (LI-ION)
2397 | 1392 |  |  |  |  | 1 | 2772.9 | 2772.9 | [25 empty] | Solar | Solar PV | Outdoor - Ground Level/Mounted | Inverter | [5 empty] | 25 | 180
2398 | 1393 |  |  |  |  | 1 | 6995.84 | 6995.84 | [25 empty] | Solar | Solar PV | Outdoor - Ground Level/Mounted | Inverter | [5 empty] | 25 | 210
2399 | 1394 |  |  |  |  | 1 | 6995.84 | 6995.84 | [25 empty] | Solar | Solar PV | Outdoor - Ground Level/Mounted | Inverter | [5 empty] | 25 | 210
2400 | 1395 |  |  |  |  | 1 | 1317.6 | 1317.6 | [25 empty] | Solar | Solar PV | Outdoor - Ground Level/Mounted | Inverter | [5 empty] | 20 | 180
2401 | 1396 |  |  |  |  | 1 | 3004 | 3004 | [24 empty] | 1 | Solar | Solar PV | Outdoor - Ground Level/Mounted | Inverter | [6 empty] | 180
2402 | 1397 |  |  |  |  | 1 | 1247 | 1247 | [25 empty] | Solar | Solar PV | Outdoor - Ground Level/Mounted | Inverter | [5 empty] | 25 | 180
2403 | 1398 |  |  |  |  | 1 | 2730.24 | 2730.24 | [25 empty] | Solar | Solar PV | Outdoor - Ground Level/Mounted | Inverter | [5 empty] | 30 | 180
2404 | 1399 |  |  |  |  | 1 | 1116.22 | 1116.22 | [25 empty] | Solar | Solar PV | Outdoor - Ground Level/Mounted | Inverter | [5 empty] | 25 | 180
2405 | 1400 |  |  |  |  | 1 | 2758.98 | 2758.98 | [25 empty] | Solar | Solar PV | Outdoor - Ground Level/Mounted | Inverter | [5 empty] | 25 | 180
2406 | 1401 |  |  | Caterpillar CG132-16 |  | 2 | 800 | 1600 | [25 empty] | Natural Gas | Reciprocating Engine
2407 | 1402 |  |  |  |  | 1 |  |  |  |  | 1000 | 1000 | [18 empty] | Battery | Lithium Ion (LI-ION)
2409 | 1404 |  |  |  |  | 1 | 954.72 | 954.72 | [24 empty] | 1 | Solar | Solar PV | Outdoor - Ground Level/Mounted | Inverter | [5 empty] | 20 | 180
2410 | 1405 |  |  | Yanmar | CP35D1-TNUG | 1 | 35 | 35 | [25 empty] | Natural Gas | Reciprocating Engine |  | Inverter |  |  |  | 25.2 | 78.6
2411 | 1406 |  |  |  |  | 1 | 5832 | 5832 | [25 empty] | Solar | Solar PV | Outdoor - Ground Level/Mounted | Inverter | [5 empty] | 25 | 180
2412 | 1407 |  |  | Aegenco | PS - 75 | 1 | 75 | 75 | 523 | 523 | [23 empty] | Natural Gas | Reciprocating Engine |  | Synchronous Generator |  |  |  | 24.1 | 79.3
2413 | 1408 |  |  |  |  | 1 | 5781.375 | 5781.375 | [25 empty] | Solar | Solar PV | Outdoor - Ground Level/Mounted | Inverter | [5 empty] | 25 | 210
2414 | 1409 |  |  |  |  | 1 |  |  |  |  | 500 | 500
2415 | 1410 |  |  |  |  | 1 |  |  |  |  | 490 | 490 | 1856 | 1856 | [16 empty] | Battery | Lithium Ion (LI-ION)
2416 | 1411 |  |  |  |  | 1 |  |  |  |  | 250 | 250
2417 | 1412 |  |  |  |  | 1 |  |  |  |  | 250 | 250
2418 | 1413 |  |  |  |  | 1 |  |  |  |  | 250 | 250
2419 | 1414 |  |  |  |  | 1 |  |  |  |  | 200 | 200
2420 | 1415 |  |  |  |  | 1 |  |  |  |  | 195 | 195
2421 | 1416 |  |  |  |  | 1 |  |  |  |  | 125 | 125
2423 | 1418 |  |  |  |  | 1 |  |  |  |  | 50 | 50
2424 | 1419 |  |  |  |  | 1 |  |  |  |  | 50 | 50
2425 | 1420 |  |  |  |  | 1 |  |  |  |  | 20 | 20 | [18 empty] | Battery
2426 | 1421 |  |  |  |  | 1 |  |  |  |  | 20 | 20 | [18 empty] | Battery
2427 | 1422 |  |  |  |  | 1 |  |  |  |  | 20 | 20 | [18 empty] | Battery
2428 | 1423 |  |  |  |  | 1 |  |  |  |  | 20 | 20 | [18 empty] | Battery
2429 | 1424 |  |  |  |  | 1 |  |  |  |  | 20 | 20 | [18 empty] | Battery
2430 | 1425 |  |  |  |  | 1 |  |  |  |  | 18 | 18 | [18 empty] | Battery
2431 | 1426 |  |  |  |  | 1 |  |  |  |  | 17.6 | 17.6 | [18 empty] | Battery
2433 | 1428 |  |  |  |  | 1 |  |  |  |  | 15 | 15 | [18 empty] | Battery
2434 | 1429 |  |  |  |  | 1 |  |  |  |  | 15 | 15 | [18 empty] | Battery
2435 | 1430 |  |  |  |  | 1 |  |  |  |  | 15 | 15 | [18 empty] | Battery
2436 | 1431 |  |  |  |  | 1 |  |  |  |  | 15 | 15 | [18 empty] | Battery
2437 | 1432 |  |  |  |  | 1 |  |  |  |  | 15 | 15 | [18 empty] | Battery
2438 | 1433 |  |  |  |  | 1 |  |  |  |  | 15 | 15 | [18 empty] | Battery
2439 | 1434 |  |  |  |  | 1 |  |  |  |  | 15 | 15 | [18 empty] | Battery
2440 | 1435 |  |  |  |  | 1 |  |  |  |  | 15 | 15 | [18 empty] | Battery
2441 | 1436 |  |  |  |  | 1 |  |  |  |  | 15 | 15 | [18 empty] | Battery
2442 | 1437 |  |  |  |  | 1 |  |  |  |  | 15 | 15 | [18 empty] | Battery
2443 | 1438 |  |  |  |  | 1 |  |  |  |  | 15 | 15 | [18 empty] | Battery
2444 | 1439 |  |  |  |  | 1 |  |  |  |  | 15 | 15 | [18 empty] | Battery
2445 | 1440 |  |  |  |  | 1 |  |  |  |  | 15 | 15 | [18 empty] | Battery
2446 | 1441 |  |  |  |  | 1 |  |  |  |  | 15 | 15 | [18 empty] | Battery
2447 | 1442 |  |  |  |  | 1 |  |  |  |  | 15 | 15 | [18 empty] | Battery
2448 | 1443 |  |  |  |  | 1 |  |  |  |  | 15 | 15 | [18 empty] | Battery
2449 | 1444 |  |  |  |  | 1 |  |  |  |  | 15 | 15 | [18 empty] | Battery
2450 | 1445 |  |  |  |  | 1 |  |  |  |  | 14.92 | 14.92 | [18 empty] | Battery
2451 | 1446 |  |  |  |  | 1 |  |  |  |  | 12.6 | 12.6 | [18 empty] | Battery
2452 | 1447 |  |  |  |  | 1 |  |  |  |  | 12.6 | 12.6 | [18 empty] | Battery
2453 | 1448 |  |  |  |  | 1 |  |  |  |  | 11.6 | 11.6 | [18 empty] | Battery
2454 | 1449 |  |  |  |  | 1 |  |  |  |  | 10 | 10 | [18 empty] | Battery
2455 | 1450 |  |  |  |  | 1 |  |  |  |  | 10 | 10 | [18 empty] | Battery
2456 | 1451 |  |  |  |  | 1 |  |  |  |  | 10 | 10 | [18 empty] | Battery
2457 | 1452 |  |  |  |  | 1 |  |  |  |  | 10 | 10 | [18 empty] | Battery
2458 | 1453 |  |  |  |  | 1 |  |  |  |  | 10 | 10 | [18 empty] | Battery
2459 | 1454 |  |  |  |  | 1 |  |  |  |  | 10 | 10 | [18 empty] | Battery
2460 | 1455 |  |  |  |  | 1 |  |  |  |  | 10 | 10 | [18 empty] | Battery
2461 | 1456 |  |  |  |  | 1 |  |  |  |  | 10 | 10 | [18 empty] | Battery
2462 | 1457 |  |  |  |  | 1 |  |  |  |  | 10 | 10 | [18 empty] | Battery
2463 | 1458 |  |  |  |  | 1 |  |  |  |  | 10 | 10 | [18 empty] | Battery
2464 | 1459 |  |  |  |  | 1 |  |  |  |  | 10 | 10 | [18 empty] | Battery
2465 | 1460 |  |  |  |  | 1 |  |  |  |  | 10 | 10 | [18 empty] | Battery
2466 | 1461 |  |  |  |  | 1 |  |  |  |  | 10 | 10 | [18 empty] | Battery
2467 | 1462 |  |  |  |  | 1 |  |  |  |  | 10 | 10 | [18 empty] | Battery
2468 | 1463 |  |  |  |  | 1 |  |  |  |  | 10 | 10 | [18 empty] | Battery
2469 | 1464 |  |  |  |  | 1 |  |  |  |  | 10 | 10 | [18 empty] | Battery
2470 | 1465 |  |  |  |  | 1 |  |  |  |  | 10 | 10 | [18 empty] | Battery
2471 | 1466 |  |  |  |  | 1 |  |  |  |  | 10 | 10 | [18 empty] | Battery
2472 | 1467 |  |  |  |  | 1 |  |  |  |  | 10 | 10 | [18 empty] | Battery
2473 | 1468 |  |  |  |  | 1 |  |  |  |  | 10 | 10 | [18 empty] | Battery
2474 | 1469 |  |  |  |  | 1 |  |  |  |  | 10 | 10 | [18 empty] | Battery
2475 | 1470 |  |  |  |  | 1 |  |  |  |  | 10 | 10 | [18 empty] | Battery
2476 | 1471 |  |  |  |  | 1 |  |  |  |  | 10 | 10 | [18 empty] | Battery
2477 | 1472 |  |  |  |  | 1 |  |  |  |  | 10 | 10 | [18 empty] | Battery
2478 | 1473 |  |  |  |  | 1 |  |  |  |  | 10 | 10 | [18 empty] | Battery
2479 | 1474 |  |  |  |  | 1 |  |  |  |  | 10 | 10 | [18 empty] | Battery
2480 | 1475 |  |  |  |  | 1 |  |  |  |  | 10 | 10 | [18 empty] | Battery
2481 | 1476 |  |  |  |  | 1 |  |  |  |  | 10 | 10 | [18 empty] | Battery
2482 | 1477 |  |  |  |  | 1 |  |  |  |  | 10 | 10 | [18 empty] | Battery
2483 | 1478 |  |  |  |  | 1 |  |  |  |  | 10 | 10 | [18 empty] | Battery
2484 | 1479 |  |  |  |  | 1 |  |  |  |  | 10 | 10 | [18 empty] | Battery
2485 | 1480 |  |  |  |  | 1 |  |  |  |  | 10 | 10 | [18 empty] | Battery
2486 | 1481 |  |  |  |  | 1 |  |  |  |  | 10 | 10 | [18 empty] | Battery
2487 | 1482 |  |  |  |  | 1 | 2684.64 | 2684.64 | [25 empty] | Solar | Solar PV | Outdoor - Ground Level/Mounted | Inverter | [5 empty] | 25 | 180
2488 | 1483 |  |  |  |  | 1 |  |  |  |  | 5 | 5 | [18 empty] | Battery
2489 | 1484 |  |  |  |  | 1 |  |  |  |  | 9.3 | 9.3 | [18 empty] | Battery
2490 | 1485 |  |  |  |  | 1 |  |  |  |  | 9.3 | 9.3 | [18 empty] | Battery
2491 | 1486 |  |  |  |  | 1 |  |  |  |  | 7.6 | 7.6 | [18 empty] | Battery
2492 | 1487 |  |  |  |  | 1 |  |  |  |  | 5 | 5 | [18 empty] | Battery
2493 | 1488 |  |  |  |  | 1 |  |  |  |  | 3 | 3 | [18 empty] | Battery
2494 | 1489 |  |  |  |  | 1 |  |  |  |  | 5 | 5 | [18 empty] | Battery
2495 | 1490 |  |  |  |  | 1 |  |  |  |  | 5 | 5 | [18 empty] | Battery
2496 | 1491 |  |  |  |  | 1 |  |  |  |  | 5 | 5 | [18 empty] | Battery
2497 | 1492 |  |  |  |  | 1 |  |  |  |  | 5 | 5 | [18 empty] | Battery
2498 | 1493 |  |  |  |  | 1 |  |  |  |  | 5 | 5 | [18 empty] | Battery
2499 | 1494 |  |  |  |  | 1 |  |  |  |  | 5 | 5 | [18 empty] | Battery
2500 | 1495 |  |  |  |  | 1 |  |  |  |  | 5 | 5 | [18 empty] | Battery
2501 | 1496 |  |  |  |  | 1 |  |  |  |  | 5 | 5 | [18 empty] | Battery
2502 | 1497 |  |  |  |  | 1 |  |  |  |  | 5 | 5 | [18 empty] | Battery
2503 | 1498 |  |  |  |  | 1 |  |  |  |  | 5 | 5 | [18 empty] | Battery
2504 | 1499 |  |  |  |  | 1 |  |  |  |  | 5 | 5 | [18 empty] | Battery
2505 | 1500 |  |  |  |  | 1 |  |  |  |  | 5 | 5 | [18 empty] | Battery
2506 | 1501 |  |  |  |  | 1 |  |  |  |  | 5 | 5 | [18 empty] | Battery
2507 | 1502 |  |  |  |  | 1 |  |  |  |  | 5 | 5 | [18 empty] | Battery
2508 | 1503 |  |  |  |  | 1 |  |  |  |  | 5 | 5 | [18 empty] | Battery
2509 | 1504 |  |  |  |  | 1 |  |  |  |  | 5 | 5 | [18 empty] | Battery
2510 | 1505 |  |  |  |  | 1 |  |  |  |  | 5 | 5 | [18 empty] | Battery
2511 | 1506 |  |  |  |  | 1 |  |  |  |  | 5 | 5 | [18 empty] | Battery
2512 | 1507 |  |  |  |  | 1 |  |  |  |  | 5 | 5 | [18 empty] | Battery
2513 | 1508 |  |  |  |  | 1 |  |  |  |  | 5 | 5 | [18 empty] | Battery
2514 | 1509 |  |  |  |  | 1 |  |  |  |  | 5 | 5 | [18 empty] | Battery
2515 | 1510 |  |  |  |  | 1 |  |  |  |  | 5 | 5 | [18 empty] | Battery
2516 | 1511 |  |  |  |  | 1 |  |  |  |  | 5 | 5 | [18 empty] | Battery
2517 | 1512 |  |  |  |  | 1 |  |  |  |  | 5 | 5 | [18 empty] | Battery
2518 | 1513 |  |  |  |  | 1 |  |  |  |  | 5 | 5 | [18 empty] | Battery
2519 | 1514 |  |  |  |  | 1 |  |  |  |  | 5 | 5 | [18 empty] | Battery
2520 | 1515 |  |  |  |  | 1 |  |  |  |  | 5 | 5 | [18 empty] | Battery
2521 | 1516 |  |  |  |  | 1 |  |  |  |  | 5 | 5 | [18 empty] | Battery
2522 | 1517 |  |  |  |  | 1 |  |  |  |  | 5 | 5 | [18 empty] | Battery
2523 | 1518 |  |  |  |  | 1 |  |  |  |  | 5 | 5 | [18 empty] | Battery
2524 | 1519 |  |  |  |  | 1 |  |  |  |  | 5 | 5 | [18 empty] | Battery
2525 | 1520 |  |  |  |  | 1 |  |  |  |  | 7.2 | 7.2 | [18 empty] | Battery
2526 | 1521 |  |  |  |  | 1 |  |  |  |  | 7 | 7 | [18 empty] | Battery
2527 | 1522 |  |  |  |  | 1 |  |  |  |  | 8.8 | 8.8 | [18 empty] | Battery
2528 | 1523 |  |  |  |  | 1 |  |  |  |  | 3.3 | 3.3 | [18 empty] | Battery
2529 | 1524 |  |  |  |  | 1 |  |  |  |  | 5 | 5 | [18 empty] | Battery
2530 | 1525 |  |  |  |  | 1 |  |  |  |  | 5 | 5 | [18 empty] | Battery
2531 | 1526 |  |  |  |  | 1 |  |  |  |  | 5 | 5 | [18 empty] | Battery
2532 | 1527 |  |  |  |  | 1 |  |  |  |  | 5 | 5 | [18 empty] | Battery
2533 | 1528 |  |  |  |  | 1 |  |  |  |  | 4 | 4 | [18 empty] | Battery
2534 | 1529 |  |  |  |  | 1 |  |  |  |  | 5 | 5 | [18 empty] | Battery
2535 | 1530 |  |  |  |  | 1 |  |  |  |  | 5 | 5 | [18 empty] | Battery
2536 | 1531 |  |  |  |  | 1 |  |  |  |  | 5 | 5 | [18 empty] | Battery
2537 | 1532 |  |  |  |  | 1 |  |  |  |  | 5 | 5 | [18 empty] | Battery
2538 | 1533 |  |  |  |  | 1 |  |  |  |  | 5 | 5 | [18 empty] | Battery
2539 | 1534 |  |  |  |  | 1 |  |  |  |  | 5 | 5 | [18 empty] | Battery
2540 | 1535 |  |  |  |  | 1 |  |  |  |  | 5 | 5 | [18 empty] | Battery
2541 | 1536 |  |  |  |  | 1 |  |  |  |  | 5 | 5 | [18 empty] | Battery
2542 | 1537 |  |  |  |  | 1 |  |  |  |  | 5 | 5 | [18 empty] | Battery
2543 | 1538 |  |  |  |  | 1 |  |  |  |  | 5 | 5 | [18 empty] | Battery
2544 | 1539 |  |  |  |  | 1 |  |  |  |  | 5 | 5 | [18 empty] | Battery
2545 | 1540 |  |  |  |  | 1 |  |  |  |  | 5 | 5 | [18 empty] | Battery
2546 | 1541 |  |  |  |  | 1 |  |  |  |  | 5 | 5 | [18 empty] | Battery
2547 | 1542 |  |  |  |  | 1 |  |  |  |  | 5 | 5 | [18 empty] | Battery
2548 | 1543 |  |  |  |  | 1 |  |  |  |  | 5 | 5 | [18 empty] | Battery
2549 | 1544 |  |  |  |  | 1 |  |  |  |  | 7.6 | 7.6 | [18 empty] | Battery
2550 | 1545 |  |  |  |  | 1 |  |  |  |  | 5 | 5 | [18 empty] | Battery
2551 | 1546 |  |  |  |  | 1 |  |  |  |  | 5 | 5 | [18 empty] | Battery
2552 | 1547 |  |  |  |  | 1 |  |  |  |  | 5 | 5 | [18 empty] | Battery
2553 | 1548 |  |  |  |  | 1 |  |  |  |  | 5 | 5 | [18 empty] | Battery
2554 | 1549 |  |  |  |  | 1 |  |  |  |  | 5 | 5 | [18 empty] | Battery
2555 | 1550 |  |  |  |  | 1 |  |  |  |  | 5 | 5 | [18 empty] | Battery
2556 | 1551 |  |  |  |  | 1 |  |  |  |  | 5 | 5 | [18 empty] | Battery
2557 | 1552 |  |  |  |  | 1 |  |  |  |  | 5 | 5 | [18 empty] | Battery
2558 | 1553 |  |  |  |  | 1 |  |  |  |  | 5 | 5 | [18 empty] | Battery
2559 | 1554 |  |  |  |  | 1 |  |  |  |  | 5 | 5 | [18 empty] | Battery
2560 | 1555 |  |  |  |  | 1 |  |  |  |  | 5 | 5 | [18 empty] | Battery
2561 | 1556 |  |  |  |  | 1 |  |  |  |  | 5 | 5 | [18 empty] | Battery
2562 | 1557 |  |  |  |  | 1 |  |  |  |  | 5 | 5 | [18 empty] | Battery
2563 | 1558 |  |  |  |  | 1 |  |  |  |  | 5 | 5 | [18 empty] | Battery
2564 | 1559 |  |  |  |  | 1 |  |  |  |  | 5 | 5 | [18 empty] | Battery
2565 | 1560 |  |  |  |  | 1 |  |  |  |  | 5 | 5 | [18 empty] | Battery
2566 | 1561 |  |  |  |  | 1 |  |  |  |  | 5 | 5 | [18 empty] | Battery
2567 | 1562 |  |  |  |  | 1 |  |  |  |  | 5 | 5 | [18 empty] | Battery
2568 | 1563 |  |  |  |  | 1 |  |  |  |  | 5 | 5 | [18 empty] | Battery
2569 | 1564 |  |  |  |  | 1 |  |  |  |  | 5 | 5 | [18 empty] | Battery
2570 | 1565 |  |  |  |  | 1 |  |  |  |  | 5 | 5 | [18 empty] | Battery
2571 | 1566 |  |  |  |  | 1 |  |  |  |  | 5 | 5 | [18 empty] | Battery
2572 | 1567 |  |  |  |  | 1 |  |  |  |  | 5 | 5 | [18 empty] | Battery
2573 | 1568 |  |  |  |  | 1 |  |  |  |  | 5 | 5 | [18 empty] | Battery
2574 | 1569 |  |  |  |  | 1 |  |  |  |  | 5 | 5 | [18 empty] | Battery
2575 | 1570 |  |  |  |  | 1 |  |  |  |  | 5 | 5 | [18 empty] | Battery
2576 | 1571 |  |  |  |  | 1 |  |  |  |  | 5 | 5 | [18 empty] | Battery
2577 | 1572 |  |  |  |  | 1 |  |  |  |  | 5 | 5 | [18 empty] | Battery
2578 | 1573 |  |  |  |  | 1 |  |  |  |  | 5 | 5 | [18 empty] | Battery
2579 | 1574 |  |  |  |  | 1 |  |  |  |  | 5 | 5 | [18 empty] | Battery
2580 | 1575 |  |  |  |  | 1 |  |  |  |  | 5 | 5 | [18 empty] | Battery
2581 | 1576 |  |  |  |  | 1 |  |  |  |  | 5 | 5 | [18 empty] | Battery
2582 | 1577 |  |  |  |  | 1 |  |  |  |  | 5 | 5 | [18 empty] | Battery
2583 | 1578 |  |  |  |  | 1 |  |  |  |  | 5 | 5 | [18 empty] | Battery
2584 | 1579 |  |  |  |  | 1 |  |  |  |  | 5 | 5 | [18 empty] | Battery
2585 | 1580 |  |  |  |  | 1 |  |  |  |  | 6 | 6 | [18 empty] | Battery
2586 | 1581 |  |  |  |  | 1 |  |  |  |  | 6 | 6 | [18 empty] | Battery
2587 | 1582 |  |  |  |  | 1 |  |  |  |  | 5 | 5 | [18 empty] | Battery
2588 | 1583 |  |  |  |  | 1 |  |  |  |  | 5 | 5 | [18 empty] | Battery
2589 | 1584 |  |  |  |  | 1 |  |  |  |  | 5 | 5 | [18 empty] | Battery
2590 | 1585 |  |  |  |  | 1 |  |  |  |  | 5 | 5 | [18 empty] | Battery
2591 | 1586 |  |  |  |  | 1 |  |  |  |  | 5 | 5 | [18 empty] | Battery
2592 | 1587 |  |  |  |  | 1 |  |  |  |  | 5 | 5 | [18 empty] | Battery
2593 | 1588 |  |  |  |  | 1 |  |  |  |  | 5 | 5 | [18 empty] | Battery
2594 | 1589 |  |  |  |  | 1 |  |  |  |  | 5 | 5 | [18 empty] | Battery
2595 | 1590 |  |  |  |  | 1 |  |  |  |  | 5 | 5 | [18 empty] | Battery
2596 | 1591 |  |  |  |  | 1 |  |  |  |  | 5 | 5 | [18 empty] | Battery
2597 | 1592 |  |  |  |  | 1 |  |  |  |  | 5 | 5 | [18 empty] | Battery
2598 | 1593 |  |  |  |  | 1 |  |  |  |  | 5 | 5 | [18 empty] | Battery
2599 | 1594 |  |  |  |  | 1 |  |  |  |  | 5 | 5 | [18 empty] | Battery
2600 | 1595 |  |  |  |  | 1 |  |  |  |  | 5 | 5 | [18 empty] | Battery
2601 | 1596 |  |  |  |  | 1 |  |  |  |  | 5 | 5 | [18 empty] | Battery
2602 | 1597 |  |  |  |  | 1 |  |  |  |  | 5 | 5 | [18 empty] | Battery
2603 | 1598 |  |  |  |  | 1 |  |  |  |  | 5 | 5 | [18 empty] | Battery
2604 | 1599 |  |  |  |  | 1 |  |  |  |  | 5 | 5 | [18 empty] | Battery
2605 | 1600 |  |  |  |  | 1 |  |  |  |  | 5 | 5 | [18 empty] | Battery
2606 | 1601 |  |  |  |  | 1 |  |  |  |  | 5 | 5 | [18 empty] | Battery
2607 | 1602 |  |  |  |  | 1 |  |  |  |  | 5 | 5 | [18 empty] | Battery
2608 | 1603 |  |  |  |  | 1 |  |  |  |  | 5 | 5 | [18 empty] | Battery
2609 | 1604 |  |  |  |  | 1 |  |  |  |  | 5 | 5 | [18 empty] | Battery
2610 | 1605 |  |  |  |  | 1 |  |  |  |  | 5 | 5 | [18 empty] | Battery
2611 | 1606 |  |  |  |  | 1 |  |  |  |  | 5 | 5 | [18 empty] | Battery
2612 | 1607 |  |  |  |  | 1 |  |  |  |  | 5 | 5 | [18 empty] | Battery
2613 | 1608 |  |  |  |  | 1 |  |  |  |  | 5 | 5 | [18 empty] | Battery
2614 | 1609 |  |  |  |  | 1 |  |  |  |  | 5 | 5 | [18 empty] | Battery
2615 | 1610 |  |  |  |  | 1 |  |  |  |  | 5 | 5 | [18 empty] | Battery
2616 | 1611 |  |  |  |  | 1 |  |  |  |  | 5 | 5 | [18 empty] | Battery
2617 | 1612 |  |  |  |  | 1 |  |  |  |  | 5 | 5 | [18 empty] | Battery
2618 | 1613 |  |  |  |  | 1 |  |  |  |  | 10 | 10 | [18 empty] | Battery
2619 | 1614 |  |  |  |  | 1 |  |  |  |  | 10 | 10 | [18 empty] | Battery
2620 | 1615 |  |  |  |  | 1 |  |  |  |  | 5 | 5 | [18 empty] | Battery
2621 | 1616 |  |  |  |  | 1 |  |  |  |  | 5 | 5 | [18 empty] | Battery
2622 | 1617 |  |  |  |  | 1 |  |  |  |  | 5 | 5 | [18 empty] | Battery
2623 | 1618 |  |  |  |  | 1 |  |  |  |  | 10 | 10 | [18 empty] | Battery
2624 | 1619 |  |  |  |  | 1 |  |  |  |  | 10 | 10 | [18 empty] | Battery
2625 | 1620 |  |  |  |  | 1 |  |  |  |  | 5 | 5 | [18 empty] | Battery
2626 | 1621 |  |  |  |  | 1 |  |  |  |  | 10 | 10 | [18 empty] | Battery
2627 | 1622 |  |  |  |  | 1 |  |  |  |  | 10 | 10 | [18 empty] | Battery
2628 | 1623 |  |  |  |  | 1 |  |  |  |  | 10 | 10 | [18 empty] | Battery
2629 | 1624 |  |  |  |  | 1 |  |  |  |  | 10 | 10 | [18 empty] | Battery
2630 | 1625 |  |  |  |  | 1 |  |  |  |  | 5 | 5 | [18 empty] | Battery
2631 | 1626 |  |  |  |  | 1 |  |  |  |  | 10 | 10 | [18 empty] | Battery
2632 | 1627 |  |  |  |  | 1 |  |  |  |  | 10 | 10 | [18 empty] | Battery
2633 | 1628 |  |  |  |  | 1 |  |  |  |  | 5 | 5 | [18 empty] | Battery
2634 | 1629 |  |  |  |  | 1 |  |  |  |  | 5 | 5 | [18 empty] | Battery
2635 | 1630 |  |  |  |  | 1 |  |  |  |  | 5 | 5 | [18 empty] | Battery
2636 | 1631 |  |  |  |  | 1 |  |  |  |  | 5 | 5 | [18 empty] | Battery
2637 | 1632 |  |  |  |  | 1 |  |  |  |  | 5 | 5 | [18 empty] | Battery
2638 | 1633 |  |  |  |  | 1 |  |  |  |  | 5 | 5 | [18 empty] | Battery
2639 | 1634 |  |  |  |  | 1 |  |  |  |  | 10 | 10 | [18 empty] | Battery
2640 | 1635 |  |  |  |  | 1 |  |  |  |  | 5 | 5 | [18 empty] | Battery
2641 | 1636 |  |  |  |  | 1 |  |  |  |  | 8 | 8 | [18 empty] | Battery
2642 | 1637 |  |  |  |  | 1 |  |  |  |  | 10 | 10 | [18 empty] | Battery
2643 | 1638 |  |  |  |  | 1 |  |  |  |  | 5 | 5 | [18 empty] | Battery
2644 | 1639 |  |  |  |  | 1 |  |  |  |  | 5 | 5 | [18 empty] | Battery
2645 | 1640 |  |  |  |  | 1 |  |  |  |  | 5 | 5 | [18 empty] | Battery
2646 | 1641 |  |  |  |  | 1 |  |  |  |  | 9.8 | 9.8 | [18 empty] | Battery
2647 | 1642 |  |  |  |  | 1 |  |  |  |  | 5 | 5 | [18 empty] | Battery
2648 | 1643 |  |  |  |  | 1 |  |  |  |  | 5 | 5 | [18 empty] | Battery
2649 | 1644 |  |  |  |  | 1 |  |  |  |  | 5 | 5 | [18 empty] | Battery
2650 | 1645 |  |  |  |  | 1 |  |  |  |  | 8 | 8 | [18 empty] | Battery
2651 | 1646 |  |  |  |  | 1 |  |  |  |  | 5 | 5 | [18 empty] | Battery
2652 | 1647 |  |  |  |  | 1 |  |  |  |  | 5 | 5 | [18 empty] | Battery
2653 | 1648 |  |  |  |  | 1 |  |  |  |  | 5 | 5 | [18 empty] | Battery
2654 | 1649 |  |  |  |  | 1 |  |  |  |  | 10 | 10 | [18 empty] | Battery
2655 | 1650 |  |  |  |  | 1 |  |  |  |  | 10 | 10 | [18 empty] | Battery
2656 | 1651 |  |  |  |  | 1 |  |  |  |  | 5 | 5 | [18 empty] | Battery
2657 | 1652 |  |  |  |  | 1 |  |  |  |  | 10 | 10 | [18 empty] | Battery
2658 | 1653 |  |  |  |  | 1 |  |  |  |  | 5 | 5 | [18 empty] | Battery
2659 | 1654 |  |  |  |  | 1 |  |  |  |  | 10 | 10 | [18 empty] | Battery
2660 | 1655 |  |  |  |  | 1 |  |  |  |  | 5 | 5 | [18 empty] | Battery
2661 | 1656 |  |  |  |  | 1 |  |  |  |  | 5 | 5 | [18 empty] | Battery
2662 | 1657 |  |  |  |  | 1 |  |  |  |  | 5 | 5 | [18 empty] | Battery
2663 | 1658 |  |  |  |  | 1 |  |  |  |  | 5 | 5 | [18 empty] | Battery
2664 | 1659 |  |  |  |  | 1 |  |  |  |  | 5 | 5 | [18 empty] | Battery
2665 | 1660 |  |  |  |  | 1 |  |  |  |  | 10 | 10 | [18 empty] | Battery
2666 | 1661 |  |  |  |  | 1 |  |  |  |  | 10 | 10 | [18 empty] | Battery
2667 | 1662 |  |  |  |  | 1 |  |  |  |  | 5 | 5 | [18 empty] | Battery
2668 | 1663 |  |  |  |  | 1 |  |  |  |  | 5 | 5 | [18 empty] | Battery
2669 | 1664 |  |  |  |  | 1 | 2762.76 | 2762.76 | [25 empty] | Solar | Solar PV | Outdoor - Ground Level/Mounted | Inverter | [5 empty] | 20 | 180
2670 | 1665 |  |  |  |  | 1 | 5997.6 | 5997.6 | [25 empty] | Solar | Solar PV | Outdoor - Ground Level/Mounted | Inverter | [5 empty] | 20 | 180
2671 | 1666 |  |  |  |  | 1 | 5998.86 | 5998.86 | [25 empty] | Solar | Solar PV | Outdoor - Ground Level/Mounted | Inverter | [5 empty] | 20 | 180
2672 | 1667 |  |  |  |  | 1 | 5990.54 | 5990.54 | [25 empty] | Solar | Solar PV | Outdoor - Ground Level/Mounted | Inverter | [5 empty] | 20 | 180
2673 | 1668 |  |  |  |  | 1 | 4434.43 | 4434.43 | [25 empty] | Solar | Solar PV | Outdoor - Ground Level/Mounted | Inverter | [5 empty] | 25 | 210
2674 | 1669 |  |  |  |  | 1 | 5215.21 | 5215.21 | [25 empty] | Solar | Solar PV | Outdoor - Ground Level/Mounted | Inverter | [5 empty] | 25 | 210
2675 | 1670 |  |  |  |  | 1 | 997.92 | 997.92 | [25 empty] | Solar | Solar PV | Outdoor - Ground Level/Mounted | Inverter | [5 empty] | 25 | 180
2676 | 1671 |  |  |  |  | 1 | 2112 | 2112 | [25 empty] | Solar | Solar PV | Outdoor - Ground Level/Mounted | Inverter | [5 empty] | 25 | 180
2677 | 1672 |  |  |  |  | 1 | 2800.98 | 2800.98 | [25 empty] | Solar | Solar PV | Outdoor - Ground Level/Mounted | Inverter | [5 empty] | 25 | 180
2678 | 1673 |  |  |  |  | 1 | 2757.72 | 2757.72 | [25 empty] | Solar | Solar PV | Outdoor - Ground Level/Mounted | Inverter | [5 empty] | 25 | 180
2679 | 1674 |  |  |  |  | 1 | 2997.54 | 2997.54 | [25 empty] | Solar | Solar PV | Outdoor - Ground Level/Mounted | Inverter | [5 empty] | 15 | 180
2680 | 1675 |  |  |  |  | 1 | 6676 | 6676 | [25 empty] | Solar | Solar PV | Outdoor - Ground Level/Mounted | Inverter | [5 empty] | 20 | 180
2681 | 1676 |  |  |  |  | 1 | 2930.4 | 2930.4 | [25 empty] | Solar | Solar PV | Outdoor - Ground Level/Mounted | Inverter | [5 empty] | 13 | 180
2682 | 1677 |  |  |  |  | 1 | 2931.84 | 2931.84 | [25 empty] | Solar | Solar PV | Outdoor - Ground Level/Mounted | Inverter | [5 empty] | 25 | 180
2683 | 1678 |  |  |  |  | 1 | 6128.64 | 6128.64 | [25 empty] | Solar | Solar PV | Outdoor - Ground Level/Mounted | Inverter | [5 empty] | 25 | 180
2686 | 1681 |  |  |  |  | 1 |  |  |  |  | 6 | 6 | [18 empty] | Battery
2687 | 1682 |  |  |  |  | 1 |  |  |  |  | 10 | 10 | [18 empty] | Battery
2689 | 1684 |  |  |  |  | 1 |  |  |  |  | 15 | 15 | [18 empty] | Battery
2690 | 1685 |  |  |  |  | 1 |  |  |  |  | 20 | 20 | [18 empty] | Battery
2692 | 1687 |  |  |  |  | 1 |  |  |  |  | 5 | 5 | [18 empty] | Battery
2693 | 1688 |  |  |  |  | 1 |  |  |  |  | 100 | 100 | [18 empty] | Battery
2694 | 1689 |  |  |  |  | 1 |  |  |  |  | 7.5 | 7.5 | [18 empty] | Battery
2695 | 1690 |  |  |  |  | 1 |  |  |  |  | 10 | 10 | [18 empty] | Battery
2696 | 1691 |  |  |  |  | 1 |  |  |  |  | 5 | 5 | [18 empty] | Battery
2697 | 1692 |  |  |  |  | 1 |  |  |  |  | 10 | 10 | [18 empty] | Battery
2698 | 1693 |  |  |  |  | 1 |  |  |  |  | 5 | 5 | [18 empty] | Battery
2699 | 1694 |  |  |  |  | 1 |  |  |  |  | 5 | 5 | [18 empty] | Battery
2700 | 1695 |  |  |  |  | 1 |  |  |  |  | 5 | 5 | [18 empty] | Battery
2701 | 1696 |  |  |  |  | 1 |  |  |  |  | 5 | 5 | [18 empty] | Battery
2702 | 1697 |  |  |  |  | 1 |  |  |  |  | 5 | 5 | [18 empty] | Battery
2703 | 1698 |  |  |  |  | 1 |  |  |  |  | 5 | 5 | [18 empty] | Battery
2704 | 1699 |  |  |  |  | 1 |  |  |  |  | 5 | 5 | [18 empty] | Battery
2705 | 1700 |  |  |  |  | 1 |  |  |  |  | 5 | 5 | [18 empty] | Battery
2706 | 1701 |  |  |  |  | 1 |  |  |  |  | 10 | 10 | [18 empty] | Battery
2707 | 1702 |  |  |  |  | 1 |  |  |  |  | 5 | 5 | [18 empty] | Battery
2708 | 1703 |  |  |  |  | 1 |  |  |  |  | 5 | 5 | [18 empty] | Battery
2709 | 1704 |  |  |  |  | 1 |  |  |  |  | 5 | 5 | [18 empty] | Battery
2710 | 1705 |  |  |  |  | 1 |  |  |  |  | 5 | 5 | [18 empty] | Battery
2711 | 1706 |  |  |  |  | 1 |  |  |  |  | 5 | 5 | [18 empty] | Battery
2712 | 1707 |  |  |  |  | 1 |  |  |  |  | 5 | 5 | [18 empty] | Battery
2713 | 1708 |  |  |  |  | 1 |  |  |  |  | 5 | 5 | [18 empty] | Battery
2714 | 1709 |  |  |  |  | 1 |  |  |  |  | 210 | 210 | [18 empty] | Battery
2715 | 1710 |  |  |  |  | 1 |  |  |  |  | 5 | 5 | [18 empty] | Battery
2716 | 1711 |  |  |  |  | 1 |  |  |  |  | 5 | 5 | [18 empty] | Battery
2717 | 1712 |  |  |  |  | 1 |  |  |  |  | 5 | 5 | [18 empty] | Battery
2718 | 1713 |  |  |  |  | 1 |  |  |  |  | 5 | 5 | [18 empty] | Battery
2720 | 1715 |  |  |  |  | 1 |  |  |  |  | 10 | 10 | [18 empty] | Battery
2721 | 1716 |  |  |  |  | 1 |  |  |  |  | 5 | 5 | [18 empty] | Battery
2722 | 1717 |  |  |  |  | 1 |  |  |  |  | 10 | 10 | [18 empty] | Battery
2723 | 1718 |  |  |  |  | 1 |  |  |  |  | 10 | 10 | [18 empty] | Battery
2724 | 1719 |  |  |  |  | 1 |  |  |  |  | 5 | 5 | [18 empty] | Battery
2725 | 1720 |  |  |  |  | 1 |  |  |  |  | 10 | 10 | [18 empty] | Battery
2726 | 1721 |  |  |  |  | 1 |  |  |  |  | 10 | 10 | [18 empty] | Battery
2727 | 1722 |  |  |  |  | 1 |  |  |  |  | 10 | 10 | [18 empty] | Battery
2728 | 1723 |  |  |  |  | 1 |  |  |  |  | 5 | 5 | [18 empty] | Battery
2729 | 1724 |  |  |  |  | 1 |  |  |  |  | 5 | 5 | [18 empty] | Battery
2730 | 1725 |  |  |  |  | 1 |  |  |  |  | 9.8 | 9.8 | [18 empty] | Battery
2731 | 1726 |  |  |  |  | 1 |  |  |  |  | 10 | 10 | [18 empty] | Battery
2732 | 1727 |  |  |  |  | 1 |  |  |  |  | 5 | 5 | [18 empty] | Battery
2733 | 1728 |  |  |  |  | 1 |  |  |  |  | 10 | 10 | [18 empty] | Battery
2734 | 1729 |  |  |  |  | 1 |  |  |  |  | 10 | 10 | [18 empty] | Battery
2735 | 1730 |  |  |  |  | 1 |  |  |  |  | 15 | 15 | [18 empty] | Battery
2736 | 1731 |  |  |  |  | 1 |  |  |  |  | 10 | 10 | [18 empty] | Battery
2737 | 1732 |  |  |  |  | 1 |  |  |  |  | 10 | 10 | [18 empty] | Battery
2738 | 1733 |  |  |  |  | 1 |  |  |  |  | 10 | 10 | [18 empty] | Battery
2739 | 1734 |  |  |  |  | 1 |  |  |  |  | 10 | 10 | [18 empty] | Battery
2740 | 1735 |  |  |  |  | 1 |  |  |  |  | 10 | 10 | [18 empty] | Battery
2741 | 1736 |  |  |  |  | 1 |  |  |  |  | 8 | 8 | [18 empty] | Battery
2742 | 1737 |  |  |  |  | 1 |  |  |  |  | 5 | 5 | [18 empty] | Battery
2743 | 1738 |  |  |  |  | 1 |  |  |  |  | 10 | 10 | [18 empty] | Battery
2744 | 1739 |  |  |  |  | 1 |  |  |  |  | 10 | 10 | [18 empty] | Battery
2745 | 1740 |  |  |  |  | 1 |  |  |  |  | 10 | 10 | [18 empty] | Battery
2746 | 1741 |  |  |  |  | 1 |  |  |  |  | 10 | 10 | [18 empty] | Battery
2747 | 1742 |  |  |  |  | 1 |  |  |  |  | 5 | 5 | [18 empty] | Battery
2748 | 1743 |  |  |  |  | 1 |  |  |  |  | 5 | 5 | [18 empty] | Battery
2749 | 1744 |  |  |  |  | 1 |  |  |  |  | 10 | 10 | [18 empty] | Battery
2750 | 1745 |  |  |  |  | 1 |  |  |  |  | 10 | 10 | [18 empty] | Battery
2751 | 1746 |  |  |  |  | 1 |  |  |  |  | 10 | 10 | [18 empty] | Battery
2752 | 1747 |  |  |  |  | 1 |  |  |  |  | 5 | 5 | [18 empty] | Battery
2753 | 1748 |  |  |  |  | 1 |  |  |  |  | 10 | 10 | [18 empty] | Battery
2754 | 1749 |  |  |  |  | 1 |  |  |  |  | 5 | 5 | [18 empty] | Battery
2755 | 1750 |  |  |  |  | 1 |  |  |  |  | 10 | 10 | [18 empty] | Battery
2756 | 1751 |  |  |  |  | 1 |  |  |  |  | 5 | 5 | [18 empty] | Battery
2757 | 1752 |  |  |  |  | 1 |  |  |  |  | 10 | 10 | [18 empty] | Battery
2758 | 1753 |  |  |  |  | 1 |  |  |  |  | 10 | 10 | [18 empty] | Battery
2759 | 1754 |  |  |  |  | 1 |  |  |  |  | 5 | 5 | [18 empty] | Battery
2760 | 1755 |  |  |  |  | 1 |  |  |  |  | 5 | 5 | [18 empty] | Battery
2761 | 1756 |  |  |  |  | 1 |  |  |  |  | 5 | 5 | [18 empty] | Battery
2762 | 1757 |  |  |  |  | 1 |  |  |  |  | 5 | 5 | [18 empty] | Battery
2763 | 1758 |  |  |  |  | 1 |  |  |  |  | 5 | 5 | [18 empty] | Battery
2764 | 1759 |  |  |  |  | 1 |  |  |  |  | 15 | 15 | [18 empty] | Battery
2765 | 1760 |  |  |  |  | 1 |  |  |  |  | 10 | 10 | [18 empty] | Battery
2766 | 1761 |  |  |  |  | 1 |  |  |  |  | 10 | 10 | [18 empty] | Battery
2767 | 1762 |  |  |  |  | 1 |  |  |  |  | 10 | 10 | [18 empty] | Battery
2768 | 1763 |  |  |  |  | 1 |  |  |  |  | 5 | 5 | [18 empty] | Battery
2769 | 1764 |  |  |  |  | 1 |  |  |  |  | 5 | 5 | [18 empty] | Battery
2770 | 1765 |  |  |  |  | 1 |  |  |  |  | 5 | 5 | [18 empty] | Battery
2771 | 1766 |  |  |  |  | 1 |  |  |  |  | 15 | 15 | [18 empty] | Battery
2772 | 1767 |  |  |  |  | 1 |  |  |  |  | 5 | 5 | [18 empty] | Battery
2773 | 1768 |  |  |  |  | 1 |  |  |  |  | 10 | 10 | [18 empty] | Battery
2774 | 1769 |  |  |  |  | 1 |  |  |  |  | 10 | 10 | [18 empty] | Battery
2776 | 1771 |  |  |  |  | 1 |  |  |  |  | 9.6 | 9.6 | [18 empty] | Battery
2777 | 1772 |  |  |  |  | 1 |  |  |  |  | 5.8 | 5.8 | [18 empty] | Battery
2778 | 1773 |  |  |  |  | 1 |  |  |  |  | 9 | 9 | [18 empty] | Battery
2779 | 1774 |  |  |  |  | 1 |  |  |  |  | 6.8 | 6.8 | [18 empty] | Battery
2780 | 1775 |  |  |  |  | 1 |  |  |  |  | 10 | 10 | [18 empty] | Battery
2781 | 1776 |  |  |  |  | 1 |  |  |  |  | 4.5 | 4.5 | [18 empty] | Battery
2782 | 1777 |  |  |  |  | 1 |  |  |  |  | 6 | 6 | [18 empty] | Battery
2783 | 1778 |  |  |  |  | 1 |  |  |  |  | 6 | 6 | [18 empty] | Battery
2784 | 1779 |  |  |  |  | 1 |  |  |  |  | 7.6 | 7.6 | [18 empty] | Battery
2785 | 1780 |  |  |  |  | 1 |  |  |  |  | 5 | 5 | [18 empty] | Battery
2786 | 1781 |  |  |  |  | 1 |  |  |  |  | 9.8 | 9.8 | [18 empty] | Battery
2787 | 1782 |  |  |  |  | 1 |  |  |  |  | 3.3 | 3.3 | [18 empty] | Battery
2788 | 1783 |  |  |  |  | 1 |  |  |  |  | 10 | 10 | [18 empty] | Battery
2789 | 1784 |  |  |  |  | 1 |  |  |  |  | 4.5 | 4.5 | [18 empty] | Battery
2790 | 1785 |  |  |  |  | 1 |  |  |  |  | 25 | 25 | [18 empty] | Battery
2791 | 1786 |  |  |  |  | 1 |  |  |  |  | 6 | 6 | [18 empty] | Battery | Lithium Ion (LI-ION)
2792 | 1787 |  |  |  |  | 1 |  |  |  |  | 4.5 | 4.5 | [18 empty] | Battery
2793 | 1788 |  |  |  |  | 1 |  |  |  |  | 4.5 | 4.5 | [18 empty] | Battery
2794 | 1789 |  |  |  |  | 1 |  |  |  |  | 4.5 | 4.5 | [18 empty] | Battery
2795 | 1790 |  |  |  |  | 1 |  |  |  |  | 6 | 6 | [18 empty] | Battery
2796 | 1791 |  |  |  |  | 1 |  |  |  |  | 7.6 | 7.6 | [18 empty] | Battery
2797 | 1792 |  |  |  |  | 1 |  |  |  |  | 5 | 5 | [18 empty] | Battery
2798 | 1793 |  |  |  |  | 1 |  |  |  |  | 2.9 | 2.9 | [18 empty] | Battery
2799 | 1794 |  |  |  |  | 1 |  |  |  |  | 5 | 5 | [18 empty] | Battery
2800 | 1795 |  |  |  |  | 1 |  |  |  |  | 6 | 6 | [18 empty] | Battery
2801 | 1796 |  |  |  |  | 1 |  |  |  |  | 120 | 120 | [18 empty] | Battery
2802 | 1797 |  |  |  |  | 1 |  |  |  |  | 6 | 6 | [18 empty] | Battery
2803 | 1798 |  |  |  |  | 1 |  |  |  |  | 5.5 | 5.5 | [18 empty] | Battery
2804 | 1799 |  |  |  |  | 1 |  |  |  |  | 6 | 6 | [18 empty] | Battery
2805 | 1800 |  |  |  |  | 1 |  |  |  |  | 11.2 | 11.2 | [18 empty] | Battery
2806 | 1801 |  |  |  |  | 1 |  |  |  |  | 9.6 | 9.6 | [18 empty] | Battery
2807 | 1802 |  |  |  |  | 1 |  |  |  |  | 19 | 19 | [18 empty] | Battery
2808 | 1803 |  |  |  |  | 1 |  |  |  |  | 3.8 | 3.8 | [18 empty] | Battery
2809 | 1804 |  |  |  |  | 1 |  |  |  |  | 4.5 | 4.5 | [18 empty] | Battery
2811 | 1806 |  |  |  |  | 1 |  |  |  |  | 8.4 | 8.4 | [18 empty] | Battery
2812 | 1807 |  |  |  |  | 1 |  |  |  |  | 12.5 | 12.5 | [18 empty] | Battery
2813 | 1808 |  |  |  |  | 1 |  |  |  |  | 8 | 8 | [18 empty] | Battery
2814 | 1809 |  |  |  |  | 1 |  |  |  |  | 5.8 | 5.8 | [18 empty] | Battery
2815 | 1810 |  |  |  |  | 1 |  |  |  |  | 8.4 | 8.4 | [18 empty] | Battery
2817 | 1812 |  |  |  |  | 1 |  |  |  |  | 5.8 | 5.8 | [18 empty] | Battery
2818 | 1813 |  |  |  |  | 1 |  |  |  |  | 70 | 70 | [18 empty] | Battery
2819 | 1814 |  |  |  |  | 1 |  |  |  |  | 11.6 | 11.6 | [18 empty] | Battery
2820 | 1815 |  |  |  |  | 1 |  |  |  |  | 70 | 70 | [18 empty] | Battery
2821 | 1816 |  |  |  |  | 1 |  |  |  |  | 70 | 70 | [18 empty] | Battery
2822 | 1817 |  |  | Tecogen Inc. | InVerde Ultera (INV-100e+) | 2 | 100 | 200 | 1226 | 2452 | [23 empty] | Natural Gas | Reciprocating Engine |  | Inverter |  |  |  | 28.6 | 80.8
2823 | 1818 |  |  |  |  | 1 | 2957.04 | 2957.04 | [25 empty] | Solar | Solar PV | Outdoor - Ground Level/Mounted | Inverter | [5 empty] | 25 | 180
2824 | 1819 |  |  | Bloom Energy | ES5-AA2AAN | 1 | 262.5 | 262.5 | [24 empty] | 1 | Natural Gas | Fuel Cell
2825 | 1820 |  |  | Bloom Energy | ES5-MA4AAN | 1 | 150 | 150 | [24 empty] | 1 | Natural Gas | Fuel Cell
2826 | 1821 |  |  | Capstone | C1000S | 1 | 1000 | 1000 | 4410 | 4410 | [22 empty] | 1 | Natural Gas | Microturbine | Outdoor - Rooftop | Inverter |  |  |  | 28 | 67
2827 | 1822 |  |  | Tecogen Inc. | InVerde Ultera (INV-100e+) | 1 | 100 | 100 | 700 | 700 | [22 empty] | 1 | Natural Gas | Reciprocating Engine |  | Inverter |  |  |  | 28.6 | 80.8
2828 | 1823 |  |  | Tecogen Inc. | INV-125 e+ | 1 | 125 | 125 | 780 | 780 | [22 empty] | 1 | Natural Gas | Reciprocating Engine |  | Inverter |  |  |  | 28.4 | 80.9
2829 | 1824 |  |  | Tecogen Inc. | INV-125 e+ | 1 | 125 | 125 | 780 | 780 | [22 empty] | 1 | Natural Gas | Reciprocating Engine |  | Inverter |  |  |  | 28.4 | 80.9
2830 | 1826 |  |  | Tecogen Inc. | INV-100 e+ | 1 | 100 | 100 | 613 | 613 | [22 empty] | 1 | Natural Gas | Reciprocating Engine |  | Inverter |  |  |  | 28.4 | 80.9
2831 | 1827 |  |  |  |  | 1 | 6887.16 | 6887.16 | [25 empty] | Solar | Solar PV | Outdoor - Ground Level/Mounted | Inverter | [5 empty] | 25 | 180
2832 | 1828 |  |  |  |  | 1 | 2173.5 | 2173.5 | [25 empty] | Solar | Solar PV | Outdoor - Ground Level/Mounted | Inverter | [5 empty] | 180 | 25
2833 | 1829 |  |  |  |  | 1 | 3500.64 | 3500.64 | [25 empty] | Solar | Solar PV | Outdoor - Ground Level/Mounted | Inverter | [5 empty] | 20 | 180
2834 | 1830 |  |  | Capstone | C65 | 2 | 65 | 130 | 388 | 776 | [22 empty] | 2 | Natural Gas | Microturbine | Indoor - Above Ground | Inverter |  |  |  | 25 | 71
2835 | 1831 |  |  | Capstone | C65 | 1 | 65 | 65 | 388 | 388 | [22 empty] | 1 | Natural Gas | Microturbine | Outdoor - Rooftop | Inverter |  |  |  | 25 | 71
2836 | 1832 |  |  | Capstone | 65 -DM | 1 | 65 | 65 | 388 | 388 | [23 empty] | Natural Gas | Microturbine |  | Inverter |  |  |  | 25 | 71
2839 | 1834 |  |  | Capstone | C600 | 1 | 600 | 600 | 2189 | 2189 | [23 empty] | Natural Gas | Microturbine |  | Inverter |  |  |  | 28 | 60
2840 | 1834 |  |  | Capstone | C1000 | 1 | 1000 | 1000 | 4410 | 4410 | [23 empty] | Natural Gas | Microturbine |  | Inverter |  |  |  | 28 | 67
2841 | 1835 |  |  | Aegis Energy Services, Inc. | Aegen PowerVerter PV-100 | 3 | 100 | 300 | 643 | 1929 | [22 empty] | 3 | Natural Gas | Reciprocating Engine | Indoor - Basement | Synchronous Generator |  |  |  | 25.2 | 76.9
2842 | 1836 |  |  | Tecogen Inc. | INV-125 e+ | 1 | 125 | 125 | 780 | 780 | [22 empty] | 1 | Natural Gas | Reciprocating Engine | Indoor | Inverter |  |  |  | 28.4 | 80.9
2843 | 1837 |  |  |  |  | 1 | 3041.28 | 3041.28 | [24 empty] | 1 | Solar | Solar PV | Outdoor - Ground Level/Mounted | Inverter | [5 empty] | 25 | 180
2844 | 1838 |  |  |  |  | 1 |  |  |  |  | 10 | 10 | [18 empty] | Battery
2845 | 1839 |  |  |  |  | 1 |  |  |  |  | 5 | 5 | [18 empty] | Battery
2846 | 1840 |  |  |  |  | 1 |  |  |  |  | 5 | 5 | [18 empty] | Battery
2847 | 1841 |  |  |  |  | 1 |  |  |  |  | 5 | 5 | [18 empty] | Battery
2848 | 1842 |  |  |  |  | 1 |  |  |  |  | 20 | 20 | [18 empty] | Battery
2849 | 1843 |  |  |  |  | 1 |  |  |  |  | 10 | 10 | [18 empty] | Battery
2850 | 1844 |  |  |  |  | 1 |  |  |  |  | 5 | 5 | [18 empty] | Battery
2851 | 1845 |  |  |  |  | 1 |  |  |  |  | 30 | 30 | [18 empty] | Battery
2853 | 1847 |  |  |  |  | 1 |  |  |  |  | 25 | 25 | [18 empty] | Battery
2854 | 1848 |  |  |  |  | 1 |  |  |  |  | 5 | 5 | [18 empty] | Battery
2855 | 1849 |  |  |  |  | 1 |  |  |  |  | 10 | 10 | [18 empty] | Battery
2856 | 1850 |  |  |  |  | 1 |  |  |  |  | 15 | 15 | [18 empty] | Battery
2857 | 1851 |  |  |  |  | 1 |  |  |  |  | 10 | 10 | [18 empty] | Battery
2858 | 1852 |  |  |  |  | 1 |  |  |  |  | 2000 | 2000 | [18 empty] | Battery
2859 | 1853 |  |  |  |  | 1 |  |  |  |  | 5.8 | 5.8 | [18 empty] | Battery
2860 | 1854 |  |  |  |  | 1 |  |  |  |  | 7 | 7 | [18 empty] | Battery
2861 | 1855 |  |  |  |  | 1 |  |  |  |  | 7 | 7 | [18 empty] | Battery
2862 | 1856 |  |  |  |  | 1 |  |  |  |  | 10 | 10 | [18 empty] | Battery
2863 | 1857 |  |  |  |  | 1 |  |  |  |  | 10 | 10 | [18 empty] | Battery
2864 | 1858 |  |  |  |  | 1 |  |  |  |  | 10 | 10 | [18 empty] | Battery
2865 | 1859 |  |  |  |  | 1 |  |  |  |  | 10 | 10 | [18 empty] | Battery
2866 | 1860 |  |  |  |  | 1 |  |  |  |  | 5 | 5 | [18 empty] | Battery
2867 | 1861 |  |  |  |  | 1 |  |  |  |  | 10 | 10 | [18 empty] | Battery
2868 | 1862 |  |  |  |  | 1 |  |  |  |  | 5 | 5 | [18 empty] | Battery
2869 | 1863 |  |  |  |  | 1 |  |  |  |  | 10 | 10 | [18 empty] | Battery
2870 | 1864 |  |  |  |  | 1 |  |  |  |  | 10 | 10 | [18 empty] | Battery
2871 | 1865 |  |  |  |  | 1 |  |  |  |  | 5 | 5 | [18 empty] | Battery
2872 | 1866 |  |  |  |  | 1 |  |  |  |  | 15 | 15 | [18 empty] | Battery
2873 | 1867 |  |  |  |  | 1 |  |  |  |  | 10 | 10 | [18 empty] | Battery
2874 | 1868 |  |  |  |  | 1 |  |  |  |  | 10 | 10 | [18 empty] | Battery
2875 | 1869 |  |  |  |  | 1 |  |  |  |  | 5 | 5 | [18 empty] | Battery
2876 | 1870 |  |  |  |  | 1 |  |  |  |  | 5 | 5 | [18 empty] | Battery
2877 | 1871 |  |  | Tecogen Inc. | INV-125e+ | 2 | 125 | 250 | 780 | 1560 | [22 empty] | 1 | Natural Gas | Reciprocating Engine |  | Inverter |  |  |  | 28.4 | 80.9
2878 | 1872 |  |  | Bloom Energy | ES5AA2AA0 | 1 | 862.5 | 862.5 | [24 empty] | 1 | Natural Gas | Fuel Cell
2879 | 1873 |  |  |  |  | 1 | 7349.265 | 7349.265 | [24 empty] | 1 | Solar | Solar PV | Outdoor - Ground Level/Mounted | Inverter | [5 empty] | 25 | 210
2880 | 1874 |  |  |  |  | 1 | 5228.685 | 5228.685 | [24 empty] | 1 | Solar | Solar PV | Outdoor - Ground Level/Mounted | Inverter | [5 empty] | 25 | 210
2881 | 1875 |  |  |  |  | 1 | 719.44 | 719.44 | [24 empty] | 1 | Solar | Solar PV | Outdoor - Ground Level/Mounted | Inverter | [5 empty] | 25 | 180
2882 | 1879 |  |  |  |  | 1 | 2947.05 | 2947.05 | [25 empty] | Solar | Solar PV | Outdoor - Ground Level/Mounted | Inverter | [5 empty] | 20 | 180
2883 | 1880 |  |  |  |  | 1 | 1982.88 | 1982.88 | [25 empty] | Solar | Solar PV | Outdoor - Ground Level/Mounted | Inverter | [5 empty] | 20 | 180
2884 | 1877 |  |  |  |  | 1 | 4596.8 | 4596.8 | [25 empty] | Solar | Solar PV | Outdoor - Ground Level/Mounted | Inverter | [5 empty] | 20 | 180
2885 | 1881 |  |  |  |  | 1 | 1653.08 | 1653.08 | [25 empty] | Solar | Solar PV | Outdoor - Ground Level/Mounted | Inverter | [5 empty] | 20 | 180
2886 | 1882 |  |  |  |  | 1 | 5705.64 | 5705.64 | [25 empty] | Solar | Solar PV | Outdoor - Ground Level/Mounted | Inverter | [5 empty] | 30 | 180
2887 | 1883 |  |  | Bloom Energy | ES5-AAxAAN solid oxide fuel cell | 1 | 2100 | 2100 | [25 empty] | Natural Gas | Fuel Cell
2888 | 1884 |  |  | Bloom Energy | ES5-AAxAAN solid oxide fuel cell | 1 | 1575 | 1575 | [25 empty] | Natural Gas | Fuel Cell
2889 | 1885 |  |  | Bloom Energy | ES5-AAxAAN solid oxide fuel cell | 1 | 2100 | 2100 | [25 empty] | Natural Gas | Fuel Cell
2890 | 1886 |  |  | Bloom Energy | ES5-AAxAAN solid oxide fuel cell | 1 | 2100 | 2100 | [25 empty] | Natural Gas | Fuel Cell
2891 | 1876 |  |  |  |  | 1 | 6066.06 | 6066.06 | [25 empty] | Solar | Solar PV | Outdoor - Ground Level/Mounted | Inverter | [5 empty] | 25 | 180
2892 | 1887 |  |  |  |  | 1 | 6296.94 | 6296.94 | [25 empty] | Solar | Solar PV | Outdoor - Ground Level/Mounted | Inverter | [5 empty] | 30 | 180
2893 | 1833 |  |  | Capstone | C100 | 1 | 1000 | 1000 | 4410 | 4410 | [23 empty] | Natural Gas | Microturbine |  | Inverter |  |  |  | 28 | 67
2894 | 1888 |  |  | Tecogen Inc. | InVerde Ultera (INV-100e+) | 2 | 100 | 200 | 613 | 1226 | [23 empty] | Natural Gas | Reciprocating Engine |  | Inverter |  |  |  | 28.6 | 80.8
2895 | 1878 |  |  |  |  | 1 | 2660.85 | 2660.85 | [25 empty] | Solar | Solar PV | Outdoor - Ground Level/Mounted | Inverter | [5 empty] | 30 | 180
2896 | 1889 |  |  |  |  | 1 | 7602.4 | 7602.4 | [25 empty] | Solar | Solar PV | Outdoor - Ground Level/Mounted | Inverter | [6 empty] | 180
2897 | 1890 |  |  |  |  | 1 | 7602.4 | 7602.4 | [25 empty] | Solar | Solar PV | Outdoor - Ground Level/Mounted | Inverter | [6 empty] | 180
2898 | 1891 |  |  |  |  | 1 | 7602.4 | 7602.4 | [25 empty] | Solar | Solar PV | Outdoor - Ground Level/Mounted | Inverter | [6 empty] | 180
2899 | 1892 |  |  |  |  | 1 | 7602.4 | 7602.4 | [25 empty] | Solar | Solar PV | Outdoor - Ground Level/Mounted | Inverter | [6 empty] | 180
2900 | 1893 |  |  |  |  | 1 | 7025.68 | 7025.68 | [25 empty] | Solar | Solar PV | Outdoor - Ground Level/Mounted | Inverter | [6 empty] | 180
2901 | 1894 |  |  |  |  | 1 | 869.4 | 869.4 | [25 empty] | Solar | Solar PV | Outdoor - Ground Level/Mounted | Inverter | [5 empty] | 30 | 180
2902 | 1895 |  |  |  |  | 1 | 2980.8 | 2980.8 | [24 empty] | 1 | Solar | Solar PV | Outdoor - Ground Level/Mounted | Inverter | [5 empty] | 25 | 180
2903 | 1896 |  |  |  |  | 1 |  |  |  |  | 10 | 10 | [18 empty] | Battery
2904 | 1897 |  |  |  |  | 1 |  |  |  |  | 10 | 10 | [18 empty] | Battery
2905 | 1898 |  |  |  |  | 1 |  |  |  |  | 9.6 | 9.6 | [18 empty] | Battery
2906 | 1899 |  |  |  |  | 1 |  |  |  |  | 5 | 5 | [18 empty] | Battery
2907 | 1900 |  |  |  |  | 1 |  |  |  |  | 11.4 | 11.4 | [18 empty] | Battery
2908 | 1901 |  |  |  |  | 1 |  |  |  |  | 5 | 5 | [18 empty] | Battery
2909 | 1902 |  |  |  |  | 1 |  |  |  |  | 10 | 10 | [18 empty] | Battery
2910 | 1903 |  |  |  |  | 1 |  |  |  |  | 25 | 25 | [18 empty] | Battery
2911 | 1904 |  |  |  |  | 1 |  |  |  |  | 7.6 | 7.6 | [18 empty] | Battery
2912 | 1905 |  |  |  |  | 1 |  |  |  |  | 5 | 5 | [18 empty] | Battery
2913 | 1906 |  |  |  |  | 1 |  |  |  |  | 11.4 | 11.4 | [18 empty] | Battery
2914 | 1907 |  |  |  |  | 1 |  |  |  |  | 10 | 10 | [18 empty] | Battery
2915 | 1908 |  |  |  |  | 1 |  |  |  |  | 11.4 | 11.4 | [18 empty] | Battery
2916 | 1909 |  |  |  |  | 1 |  |  |  |  | 7.6 | 7.6 | [18 empty] | Battery
2917 | 1910 |  |  |  |  | 1 |  |  |  |  | 13.5 | 13.5 | [18 empty] | Battery
2918 | 1911 |  |  |  |  | 1 |  |  |  |  | 10 | 10 | [18 empty] | Battery
2919 | 1912 |  |  |  |  | 1 |  |  |  |  | 10 | 10 | [18 empty] | Battery
2920 | 1913 |  |  |  |  | 1 |  |  |  |  | 15 | 15 | [18 empty] | Battery
2921 | 1914 |  |  |  |  | 1 |  |  |  |  | 10 | 10 | [18 empty] | Battery
2922 | 1915 |  |  |  |  | 1 |  |  |  |  | 7 | 7 | [18 empty] | Battery
2923 | 1916 |  |  |  |  | 1 |  |  |  |  | 11.6 | 11.6 | [18 empty] | Battery
2924 | 1917 |  |  |  |  | 1 |  |  |  |  | 3.84 | 3.84 | [18 empty] | Battery
2925 | 1918 |  |  |  |  | 1 |  |  |  |  | 15.2 | 15.2 | [18 empty] | Battery
2926 | 1919 |  |  |  |  | 1 |  |  |  |  | 30 | 30 | [18 empty] | Battery
2927 | 1920 |  |  |  |  | 1 |  |  |  |  | 7 | 7 | [18 empty] | Battery
2928 | 1921 |  |  |  |  | 1 |  |  |  |  | 9.8 | 9.8 | [18 empty] | Battery
2929 | 1922 |  |  |  |  | 1 |  |  |  |  | 9.8 | 9.8 | [18 empty] | Battery
2930 | 1923 |  |  |  |  | 1 |  |  |  |  | 4.1 | 4.1 | [18 empty] | Battery
2931 | 1924 |  |  |  |  | 1 |  |  |  |  | 12.7 | 12.7 | [18 empty] | Battery
2932 | 1925 |  |  |  |  | 1 |  |  |  |  | 10 | 10 | [18 empty] | Battery
2933 | 1926 |  |  |  |  | 1 |  |  |  |  | 4.8 | 4.8 | [18 empty] | Battery
2934 | 1927 |  |  |  |  | 1 |  |  |  |  | 10 | 10 | [18 empty] | Battery
2935 | 1928 |  |  |  |  | 1 |  |  |  |  | 7.6 | 7.6 | [18 empty] | Battery
2936 | 1929 |  |  |  |  | 1 |  |  |  |  | 3.12 | 3.12 | [18 empty] | Battery
2937 | 1930 |  |  |  |  | 1 |  |  |  |  | 20 | 20 | [18 empty] | Battery
2938 | 1931 |  |  |  |  | 1 |  |  |  |  | 5 | 5 | [18 empty] | Battery
2939 | 1932 |  |  |  |  | 1 |  |  |  |  | 15 | 15 | [18 empty] | Battery
2940 | 1933 |  |  |  |  | 1 |  |  |  |  | 10 | 10 | [18 empty] | Battery
2941 | 1934 |  |  |  |  | 1 |  |  |  |  | 11.4 | 11.4 | [18 empty] | Battery
2942 | 1935 |  |  |  |  | 1 |  |  |  |  | 5 | 5 | [18 empty] | Battery
2943 | 1936 |  |  |  |  | 1 |  |  |  |  | 5 | 5 | [18 empty] | Battery
2944 | 1937 |  |  |  |  | 1 |  |  |  |  | 10 | 10 | [18 empty] | Battery
2945 | 1938 |  |  |  |  | 1 |  |  |  |  | 5 | 5 | [18 empty] | Battery
2946 | 1939 |  |  |  |  | 1 |  |  |  |  | 10 | 10 | [18 empty] | Battery
2947 | 1940 |  |  |  |  | 1 |  |  |  |  | 5 | 5 | [18 empty] | Battery
2948 | 1941 |  |  |  |  | 1 |  |  |  |  | 10 | 10 | [18 empty] | Battery
2949 | 1942 |  |  |  |  | 1 |  |  |  |  | 5 | 5 | [18 empty] | Battery
2950 | 1943 |  |  |  |  | 1 |  |  |  |  | 5 | 5 | [18 empty] | Battery
2951 | 1944 |  |  |  |  | 1 |  |  |  |  | 10 | 10 | [18 empty] | Battery
2952 | 1945 |  |  |  |  | 1 |  |  |  |  | 5 | 5 | [18 empty] | Battery
2953 | 1946 |  |  |  |  | 1 |  |  |  |  | 15 | 15 | [18 empty] | Battery
2954 | 1947 |  |  |  |  | 1 |  |  |  |  | 5 | 5 | [18 empty] | Battery
2955 | 1948 |  |  |  |  | 1 |  |  |  |  | 10 | 10 | [18 empty] | Battery
2956 | 1949 |  |  |  |  | 1 |  |  |  |  | 10 | 10 | [18 empty] | Battery
2957 | 1950 |  |  |  |  | 1 |  |  |  |  | 5 | 5 | [18 empty] | Battery
2958 | 1951 |  |  |  |  | 1 |  |  |  |  | 20 | 20 | [18 empty] | Battery
2959 | 1952 |  |  |  |  | 1 |  |  |  |  | 10 | 10 | [18 empty] | Battery
2960 | 1953 |  |  |  |  | 1 |  |  |  |  | 5 | 5 | [18 empty] | Battery
2961 | 1954 |  |  |  |  | 1 |  |  |  |  | 10 | 10 | [18 empty] | Battery
2962 | 1955 |  |  | Tecogen | Tedom Micro T35 | 1 | 35 | 35 | 237 | 237 | [22 empty] | 1 | Natural Gas | Reciprocating Engine | Indoor - Basement | Induction Generator |  |  |  | 28.4 | 84.9
2963 | 1956 |  |  |  |  | 1 |  |  |  |  | 59 | 59 | 228 | 228
2964 | 1957 |  |  |  |  | 1 |  |  |  |  | 59 | 59 | 228 | 228
2965 | 1958 |  |  |  |  | 1 |  |  |  |  | 59 | 59 | 228 | 228
2966 | 1959 |  |  |  |  | 1 |  |  |  |  | 270 | 270 | 1140 | 1140
2967 | 1960 |  |  |  |  | 1 |  |  |  |  | 522 | 522 | 2088 | 2088 | [16 empty] | Battery | Lithium Ion (LI-ION)
2968 | 1961 |  |  |  |  | 1 | 683 | 683 | [25 empty] | Solar | Solar PV | Outdoor - Ground Level/Mounted | Inverter | [5 empty] | 15 | 180
2969 | 1962 |  |  |  |  | 1 | 6145.36 | 6145.36 | [25 empty] | Solar | Solar PV | Outdoor - Ground Level/Mounted | Inverter | [5 empty] | 25 | 180
2970 | 1963 |  |  |  |  | 1 | 1722.72 | 1722.72 | [25 empty] | Solar | Solar PV | Outdoor - Ground Level/Mounted | Inverter | [5 empty] | 25 | 180
2971 | 1964 |  |  |  |  | 1 | 7484.4 | 7484.4 | [25 empty] | Solar | Solar PV | Outdoor - Ground Level/Mounted | Inverter | [5 empty] | 15 | 180
2972 | 1965 |  |  |  |  | 1 | 1736.64 | 1736.64 | [25 empty] | Solar | Solar PV | Outdoor - Ground Level/Mounted | Inverter | [5 empty] | 20 | 180
2973 | 1966 |  |  |  |  | 1 | 3007.125 | 3007.125 | [25 empty] | Solar | Solar PV | Outdoor - Ground Level/Mounted | Inverter | [5 empty] | 25 | 180
2974 | 1967 |  |  |  |  | 1 |  |  |  |  | 17.25 | 17.25 | [18 empty] | Battery
2975 | 1968 |  |  |  |  | 1 |  |  |  |  | 11.6 | 11.6 | [18 empty] | Battery
2976 | 1969 |  |  |  |  | 1 |  |  |  |  | 11.6 | 11.6 | [18 empty] | Battery
2977 | 1970 |  |  |  |  | 1 |  |  |  |  | 10 | 10 | [18 empty] | Battery
2978 | 1971 |  |  |  |  | 1 |  |  |  |  | 250 | 250 | [18 empty] | Battery
2979 | 1972 |  |  |  |  | 1 |  |  |  |  | 11.6 | 11.6 | [18 empty] | Battery
2980 | 1973 |  |  |  |  | 1 |  |  |  |  | 10 | 10 | [18 empty] | Battery
2981 | 1974 |  |  |  |  | 1 |  |  |  |  | 15.2 | 15.2 | [18 empty] | Battery
2982 | 1975 |  |  |  |  | 1 |  |  |  |  | 5 | 5 | [18 empty] | Battery
2983 | 1976 |  |  |  |  | 1 |  |  |  |  | 15 | 15 | [18 empty] | Battery
2984 | 1977 |  |  |  |  | 1 |  |  |  |  | 10 | 10 | [18 empty] | Battery
2985 | 1978 |  |  |  |  | 1 |  |  |  |  | 5 | 5 | [18 empty] | Battery
2986 | 1979 |  |  |  |  | 1 |  |  |  |  | 10 | 10 | [18 empty] | Battery
2987 | 1980 |  |  |  |  | 1 |  |  |  |  | 10 | 10 | [18 empty] | Battery
2988 | 1981 |  |  |  |  | 1 |  |  |  |  | 5 | 5 | [18 empty] | Battery
2989 | 1982 |  |  |  |  | 1 |  |  |  |  | 10 | 10 | [18 empty] | Battery
2990 | 1983 |  |  |  |  | 1 |  |  |  |  | 10 | 10 | [18 empty] | Battery
2991 | 1984 |  |  |  |  | 1 |  |  |  |  | 15 | 15 | [18 empty] | Battery
2992 | 1985 |  |  |  |  | 1 |  |  |  |  | 15 | 15 | [18 empty] | Battery
2993 | 1986 |  |  |  |  | 1 |  |  |  |  | 5 | 5 | [18 empty] | Battery
2994 | 1987 |  |  |  |  | 1 |  |  |  |  | 10 | 10 | [18 empty] | Battery
2995 | 1988 |  |  |  |  | 1 |  |  |  |  | 5 | 5 | [18 empty] | Battery
2996 | 1989 |  |  |  |  | 1 |  |  |  |  | 10 | 10 | [18 empty] | Battery
2997 | 1990 |  |  |  |  | 1 |  |  |  |  | 10 | 10 | [18 empty] | Battery
2998 | 1991 |  |  |  |  | 1 |  |  |  |  | 20 | 20 | [18 empty] | Battery
2999 | 1992 |  |  |  |  | 1 |  |  |  |  | 5 | 5 | [18 empty] | Battery
3000 | 1993 |  |  |  |  | 1 |  |  |  |  | 5 | 5 | [18 empty] | Battery
3001 | 1994 |  |  |  |  | 1 |  |  |  |  | 10 | 10 | [18 empty] | Battery
3002 | 1995 |  |  |  |  | 1 |  |  |  |  | 5 | 5 | [18 empty] | Battery
3003 | 1996 |  |  |  |  | 1 |  |  |  |  | 2.54 | 2.54 | [18 empty] | Battery
3004 | 1997 |  |  |  |  | 1 |  |  |  |  | 10 | 10 | [18 empty] | Battery
3005 | 1998 |  |  |  |  | 1 |  |  |  |  | 4.5 | 4.5 | [18 empty] | Battery
3006 | 1999 |  |  |  |  | 1 |  |  |  |  | 10 | 10 | [18 empty] | Battery
3007 | 2000 |  |  |  |  | 1 |  |  |  |  | 15 | 15 | [18 empty] | Battery
3008 | 2001 |  |  |  |  | 1 |  |  |  |  | 10 | 10 | [18 empty] | Battery
3009 | 2002 |  |  |  |  | 1 |  |  |  |  | 10 | 10 | [18 empty] | Battery
3010 | 2003 |  |  |  |  | 1 |  |  |  |  | 5 | 5 | [18 empty] | Battery
3011 | 2004 |  |  |  |  | 1 |  |  |  |  | 10 | 10 | [18 empty] | Battery
3012 | 2005 |  |  |  |  | 1 |  |  |  |  | 20 | 20 | [18 empty] | Battery
3013 | 2006 |  |  |  |  | 1 |  |  |  |  | 10 | 10 | [18 empty] | Battery
3014 | 2007 |  |  |  |  | 1 |  |  |  |  | 25 | 25 | [18 empty] | Battery
3015 | 2008 |  |  |  |  | 1 |  |  |  |  | 20 | 20 | [18 empty] | Battery
3016 | 2009 |  |  |  |  | 1 |  |  |  |  | 5 | 5 | [18 empty] | Battery
3017 | 2010 |  |  |  |  | 1 |  |  |  |  | 5 | 5 | [18 empty] | Battery
3018 | 2011 |  |  |  |  | 1 |  |  |  |  | 5 | 5 | [18 empty] | Battery
3019 | 2012 |  |  |  |  | 1 |  |  |  |  | 5 | 5 | [18 empty] | Battery
3020 | 2013 |  |  |  |  | 1 |  |  |  |  | 15 | 15 | [18 empty] | Battery
3021 | 2014 |  |  |  |  | 1 |  |  |  |  | 5.8 | 5.8 | [18 empty] | Battery
3022 | 2015 |  |  |  |  | 1 |  |  |  |  | 11.6 | 11.6 | [18 empty] | Battery
3023 | 2016 |  |  |  |  | 1 |  |  |  |  | 5.8 | 5.8 | [18 empty] | Battery
3024 | 2017 |  |  |  |  | 1 |  |  |  |  | 17.1 | 17.1 | [18 empty] | Battery
3025 | 2018 |  |  |  |  | 1 |  |  |  |  | 7.6 | 7.6 | [18 empty] | Battery
3026 | 2019 |  |  |  |  | 1 |  |  |  |  | 7.6 | 7.6 | [18 empty] | Battery
3027 | 2020 |  |  |  |  | 1 |  |  |  |  | 11.6 | 11.6 | [18 empty] | Battery
3028 | 2021 |  |  |  |  | 1 |  |  |  |  | 8 | 8 | [18 empty] | Battery
3029 | 2022 |  |  |  |  | 1 |  |  |  |  | 8.6 | 8.6 | [18 empty] | Battery
3030 | 2023 |  |  |  |  | 1 |  |  |  |  | 7 | 7 | [18 empty] | Battery
3031 | 2024 |  |  |  |  | 1 |  |  |  |  | 5.6 | 5.6 | [18 empty] | Battery
3032 | 2025 |  |  |  |  | 1 |  |  |  |  | 7.6 | 7.6 | [18 empty] | Battery
3033 | 2026 |  |  | Tecogen, Inc. | INV-125e+ | 3 | 125 | 375 | 780 | 2340 | [22 empty] | 1 | Natural Gas | Reciprocating Engine |  | Inverter |  |  |  | 28.4 | 80.9
3034 | 2031 |  |  |  |  | 1 | 5466.03 | 5466.03 | [25 empty] | Solar | Solar PV | Outdoor - Ground Level/Mounted | Inverter | [5 empty] | 20 | 180
3035 | 2030 |  |  |  |  | 1 | 2740.79 | 2740.79 | [25 empty] | Solar | Solar PV | Outdoor - Ground Level/Mounted | Inverter | [5 empty] | 20 | 180
3036 | 2029 |  |  |  |  | 1 | 2740.79 | 2740.79 | [25 empty] | Solar | Solar PV | Outdoor - Ground Level/Mounted | Inverter | [5 empty] | 20 | 180
3037 | 2028 |  |  |  |  | 1 | 5516.81 | 5516.81 | [25 empty] | Solar | Solar PV | Outdoor - Ground Level/Mounted | Inverter | [5 empty] | 20 | 180
3038 | 2032 |  |  |  |  | 1 | 2917.08 | 2917.08 | [25 empty] | Solar | Solar PV | Outdoor - Ground Level/Mounted | Inverter | [5 empty] | 20 | 180
3039 | 2033 |  |  |  |  | 1 | 3944.85 | 3944.85 | [25 empty] | Solar | Solar PV | Outdoor - Ground Level/Mounted | Inverter | [5 empty] | 25 | 180
3040 | 2034 |  |  |  |  | 1 | 6016.92 | 6016.92 | [25 empty] | Solar | Steam Turbine | Outdoor - Ground Level/Mounted | Inverter | [5 empty] | 25 | 180
3041 | 2035 |  |  |  |  | 1 | 5542.25 | 5542.25 | [25 empty] | Solar | Solar PV | Outdoor - Ground Level/Mounted | Inverter | [5 empty] | 25 | 180
3042 | 2036 |  |  |  |  | 1 | 2621.43 | 2621.43 | [25 empty] | Solar | Solar PV | Outdoor - Ground Level/Mounted | Inverter | [5 empty] | 25 | 180
3043 | 2037 |  |  |  |  | 1 | 7363.59 | 7363.59 | [25 empty] | Solar | Solar PV | Outdoor - Ground Level/Mounted | Inverter | [5 empty] | 25 | 180
3044 | 2038 |  |  |  |  | 1 | 4045.86 | 4045.86 | [25 empty] | Solar | Solar PV | Outdoor - Ground Level/Mounted | Inverter | [5 empty] | 25 | 180
3045 | 2039 |  |  |  |  | 1 | 6037 | 6037 | [25 empty] | Solar | Solar PV |  | Inverter
3046 | 2040 |  |  |  |  | 1 |  |  |  |  | 15 | 15 | [18 empty] | Battery
3047 | 2041 |  |  |  |  | 1 |  |  |  |  | 20 | 20 | [18 empty] | Battery
3048 | 2042 |  |  |  |  | 1 |  |  |  |  | 10 | 10 | [18 empty] | Battery
3049 | 2043 |  |  |  |  | 1 |  |  |  |  | 5 | 5 | [18 empty] | Battery
3050 | 2044 |  |  |  |  | 1 |  |  |  |  | 4.6 | 4.6 | [18 empty] | Battery
3051 | 2045 |  |  |  |  | 1 |  |  |  |  | 10 | 10 | [18 empty] | Battery
3052 | 2046 |  |  |  |  | 1 |  |  |  |  | 12.24 | 12.24 | [18 empty] | Battery
3053 | 2047 |  |  |  |  | 1 |  |  |  |  | 10 | 10 | [18 empty] | Battery
3054 | 2048 |  |  |  |  | 1 |  |  |  |  | 11.6 | 11.6 | [18 empty] | Battery
3055 | 2049 |  |  |  |  | 1 |  |  |  |  | 7 | 7 | [18 empty] | Battery
3056 | 2050 |  |  |  |  | 1 |  |  |  |  | 17.4 | 17.4 | [18 empty] | Battery
3057 | 2051 |  |  |  |  | 1 |  |  |  |  | 9 | 9 | [18 empty] | Battery
3058 | 2052 |  |  |  |  | 1 |  |  |  |  | 5 | 5 | [18 empty] | Battery
3059 | 2053 |  |  |  |  | 1 |  |  |  |  | 5 | 5 | [18 empty] | Battery
3060 | 2054 |  |  |  |  | 1 |  |  |  |  | 15 | 15 | [18 empty] | Battery
3061 | 2055 |  |  |  |  | 1 |  |  |  |  | 6.7 | 6.7 | [18 empty] | Battery
3062 | 2056 |  |  |  |  | 1 |  |  |  |  | 15 | 15 | [18 empty] | Battery
3063 | 2057 |  |  |  |  | 1 |  |  |  |  | 5 | 5 | [18 empty] | Battery
3064 | 2058 |  |  |  |  | 1 |  |  |  |  | 10 | 10 | [18 empty] | Battery
3065 | 2059 |  |  |  |  | 1 |  |  |  |  | 10 | 10 | [18 empty] | Battery
3066 | 2060 |  |  |  |  | 1 |  |  |  |  | 15 | 15 | [18 empty] | Battery
3067 | 2061 |  |  |  |  | 1 |  |  |  |  | 5 | 5 | [18 empty] | Battery
3068 | 2062 |  |  |  |  | 1 |  |  |  |  | 10 | 10 | [18 empty] | Battery
3069 | 2063 |  |  |  |  | 1 |  |  |  |  | 10 | 10 | [18 empty] | Battery
3070 | 2064 |  |  |  |  | 1 |  |  |  |  | 10 | 10 | [18 empty] | Battery
3071 | 2065 |  |  |  |  | 1 |  |  |  |  | 20 | 20 | [18 empty] | Battery
3072 | 2066 |  |  |  |  | 1 |  |  |  |  | 5 | 5 | [18 empty] | Battery
3073 | 2067 |  |  |  |  | 1 |  |  |  |  | 10 | 10 | [18 empty] | Battery
3074 | 2068 |  |  |  |  | 1 |  |  |  |  | 10 | 10 | [18 empty] | Battery
3075 | 2069 |  |  |  |  | 1 |  |  |  |  | 5 | 5 | [18 empty] | Battery
3076 | 2070 |  |  |  |  | 1 |  |  |  |  | 10 | 10 | [18 empty] | Battery
3077 | 2071 |  |  |  |  | 1 |  |  |  |  | 10 | 10 | [18 empty] | Battery
3078 | 2072 |  |  |  |  | 1 |  |  |  |  | 5 | 5 | [18 empty] | Battery
3079 | 2073 |  |  |  |  | 1 |  |  |  |  | 15 | 15 | [18 empty] | Battery
3080 | 2074 |  |  |  |  | 1 |  |  |  |  | 144 | 144 | [18 empty] | Battery
3081 | 2075 |  |  |  |  | 1 |  |  |  |  | 5 | 5 | [18 empty] | Battery
3082 | 2076 |  |  |  |  | 1 |  |  |  |  | 10 | 10 | [18 empty] | Battery
3083 | 2077 |  |  |  |  | 1 | 518.4 | 518.4 | [25 empty] | Solar | Solar PV | Outdoor - Ground Level/Mounted | Inverter | [5 empty] | 10 | 23
3084 | 2078 |  |  |  |  | 1 | 2061.12 | 2061.12 | [25 empty] | Solar | Solar PV | Outdoor - Ground Level/Mounted | Inverter | [5 empty] | 25 | 180
3085 | 2079 |  |  |  |  | 1 | 2758.86 | 2758.86 | [25 empty] | Solar | Solar PV | Outdoor - Ground Level/Mounted | Inverter | [5 empty] | 25 | 180
3086 | 2080 |  |  |  |  | 1 | 5220.8 | 5220.8 | [24 empty] | 1 | Solar | Solar PV | Outdoor - Ground Level/Mounted | Inverter | [5 empty] | 25 | 180
3087 | 2081 |  |  |  |  | 1 | 6844.5 | 6844.5 | [24 empty] | 1 | Solar | Solar PV | Outdoor - Ground Level/Mounted | Inverter | [5 empty] | 25 | 180
3088 | 2082 |  |  |  |  | 1 | 2665.52 | 2665.52 | [24 empty] | 1 | Solar | Solar PV | Outdoor - Ground Level/Mounted | Inverter | [5 empty] | 30 | 180
3089 | 2083 |  |  |  |  | 1 | 2750.64 | 2750.64 | [24 empty] | 1 | Solar | Solar PV | Outdoor - Ground Level/Mounted | Inverter | [5 empty] | 30 | 180
3090 | 2084 |  |  |  |  | 1 | 4128.88 | 4128.88 | [24 empty] | 1 | Solar | Solar PV | Outdoor - Ground Level/Mounted | Inverter | [6 empty] | 180
3091 | 2085 |  |  |  |  | 1 | 2834.56 | 2834.56 | [24 empty] | 1 | Solar | Solar PV | Outdoor - Ground Level/Mounted | Inverter | [5 empty] | 30 | 180
3092 | 2086 |  |  |  |  | 1 | 2667.36 | 2667.36 | [24 empty] | 1 | Solar | Solar PV | Outdoor - Ground Level/Mounted | Inverter | [5 empty] | 30 | 180
3093 | 2087 |  |  |  |  | 1 | 5429.43 | 5429.43 | [24 empty] | 1 | Solar | Solar PV | Outdoor - Ground Level/Mounted | Inverter | [5 empty] | 20 | 180
3094 | 2088 |  |  |  |  | 1 | 2937.6 | 2937.6 | [24 empty] | 1 | Solar | Solar PV | Outdoor - Ground Level/Mounted | Inverter | [5 empty] | 20 | 180
3095 | 2089 |  |  |  |  | 1 |  |  |  |  | 10 | 10 | [18 empty] | Battery
3096 | 2090 |  |  |  |  | 1 |  |  |  |  | 5 | 5 | [18 empty] | Battery
3097 | 2091 |  |  |  |  | 1 |  |  |  |  | 10 | 10 | [18 empty] | Battery
3098 | 2092 |  |  |  |  | 1 |  |  |  |  | 20 | 20 | [18 empty] | Battery
3099 | 2093 |  |  |  |  | 1 |  |  |  |  | 10 | 10 | [18 empty] | Battery
3100 | 2094 |  |  |  |  | 1 |  |  |  |  | 5 | 5 | [18 empty] | Battery
3101 | 2095 |  |  |  |  | 1 |  |  |  |  | 5 | 5 | [18 empty] | Battery
3102 | 2096 |  |  |  |  | 1 |  |  |  |  | 20 | 20 | [18 empty] | Battery
3103 | 2097 |  |  |  |  | 1 |  |  |  |  | 5 | 5 | [18 empty] | Battery
3104 | 2098 |  |  |  |  | 1 |  |  |  |  | 5 | 5 | [18 empty] | Battery
3105 | 2099 |  |  |  |  | 1 |  |  |  |  | 10 | 10 | [18 empty] | Battery
3106 | 2100 |  |  |  |  | 1 |  |  |  |  | 15 | 15 | [18 empty] | Battery
3107 | 2101 |  |  |  |  | 1 |  |  |  |  | 15 | 15 | [18 empty] | Battery
3108 | 2102 |  |  |  |  | 1 |  |  |  |  | 10 | 10 | [18 empty] | Battery
3109 | 2103 |  |  |  |  | 1 |  |  |  |  | 15 | 15 | [18 empty] | Battery
3110 | 2104 |  |  |  |  | 1 |  |  |  |  | 10 | 10 | [18 empty] | Battery
3111 | 2105 |  |  |  |  | 1 |  |  |  |  | 10 | 10 | [18 empty] | Battery
3112 | 2106 |  |  |  |  | 1 |  |  |  |  | 10 | 10 | [18 empty] | Battery
3113 | 2107 |  |  |  |  | 1 |  |  |  |  | 5 | 5 | [18 empty] | Battery
3114 | 2108 |  |  |  |  | 1 |  |  |  |  | 10 | 10 | [18 empty] | Battery
3115 | 2109 |  |  |  |  | 1 |  |  |  |  | 10 | 10 | [18 empty] | Battery
3116 | 2110 |  |  |  |  | 1 |  |  |  |  | 5 | 5 | [18 empty] | Battery
3117 | 2111 |  |  |  |  | 1 |  |  |  |  | 2000 | 2000 | [18 empty] | Battery
3118 | 2112 |  |  |  |  | 1 |  |  |  |  | 10 | 10 | [18 empty] | Battery
3119 | 2113 |  |  |  |  | 1 |  |  |  |  | 10 | 10 | [18 empty] | Battery
3120 | 2114 |  |  |  |  | 1 |  |  |  |  | 7.6 | 7.6 | [18 empty] | Battery
3121 | 2115 |  |  |  |  | 1 |  |  |  |  | 5 | 5 | [18 empty] | Battery
3122 | 2116 |  |  |  |  | 1 |  |  |  |  | 10 | 10 | [18 empty] | Battery
3123 | 2117 |  |  |  |  | 1 |  |  |  |  | 5 | 5 | [18 empty] | Battery
3124 | 2118 |  |  |  |  | 1 |  |  |  |  | 800 | 800 | [18 empty] | Battery
3126 | 2120 |  |  |  |  | 1 |  |  |  |  | 5 | 5 | [18 empty] | Battery
3127 | 2121 |  |  |  |  | 1 |  |  |  |  | 15 | 15 | [18 empty] | Battery
3128 | 2122 |  |  |  |  | 1 |  |  |  |  | 15 | 15 | [18 empty] | Battery
3129 | 2123 |  |  |  |  | 1 |  |  |  |  | 15 | 15 | [18 empty] | Battery
3130 | 2124 |  |  |  |  | 1 |  |  |  |  | 7 | 7 | [18 empty] | Battery
3131 | 2125 |  |  |  |  | 1 |  |  |  |  | 10 | 10 | [18 empty] | Battery
3132 | 2126 |  |  |  |  | 1 |  |  |  |  | 5 | 5 | [18 empty] | Battery
3133 | 2127 |  |  |  |  | 1 |  |  |  |  | 2500 | 2500 | [18 empty] | Battery
3134 | 2128 |  |  |  |  | 1 |  |  |  |  | 17.1 | 17.1 | [18 empty] | Battery
3135 | 2129 |  |  |  |  | 1 |  |  |  |  | 10 | 10 | [18 empty] | Battery
3136 | 2130 |  |  |  |  | 1 |  |  |  |  | 10 | 10 | [18 empty] | Battery
3137 | 2131 |  |  |  |  | 1 |  |  |  |  | 5 | 5 | [18 empty] | Battery
3138 | 2132 |  |  |  |  | 1 |  |  |  |  | 9.6 | 9.6 | [18 empty] | Battery
3139 | 2133 |  |  |  |  | 1 |  |  |  |  | 20 | 20 | [18 empty] | Battery
3140 | 2134 |  |  |  |  | 1 |  |  |  |  | 10 | 10 | [18 empty] | Battery
3141 | 2135 |  |  |  |  | 1 |  |  |  |  | 5 | 5 | [18 empty] | Battery
3142 | 2136 |  |  |  |  | 1 |  |  |  |  | 11.6 | 11.6 | [18 empty] | Battery
3143 | 2137 |  |  |  |  | 1 |  |  |  |  | 280 | 280 | [18 empty] | Battery
3144 | 2138 |  |  |  |  | 1 |  |  |  |  | 7 | 7 | [18 empty] | Battery
3145 | 2139 |  |  |  |  | 1 |  |  |  |  | 11.6 | 11.6 | [18 empty] | Battery
3146 | 2140 |  |  |  |  | 1 |  |  |  |  | 11.6 | 11.6 | [18 empty] | Battery
3147 | 2141 |  |  |  |  | 1 |  |  |  |  | 7.6 | 7.6 | [18 empty] | Battery
3148 | 2142 |  |  |  |  | 1 |  |  |  |  | 7.6 | 7.6 | [18 empty] | Battery
3149 | 2143 |  |  |  |  | 1 |  |  |  |  | 2000 | 2000 | [18 empty] | Battery
3150 | 2144 |  |  |  |  | 1 |  |  |  |  | 10 | 10 | [18 empty] | Battery
3151 | 2145 |  |  |  |  | 1 |  |  |  |  | 11.52 | 11.52 | [18 empty] | Battery
3152 | 2146 |  |  |  |  | 1 |  |  |  |  | 3000 | 3000 | [18 empty] | Battery
3153 | 2147 |  |  |  |  | 1 |  |  |  |  | 10 | 10 | [18 empty] | Battery
3154 | 2148 |  |  |  |  | 1 |  |  |  |  | 4.3 | 4.3 | [18 empty] | Battery
3155 | 2149 |  |  |  |  | 1 |  |  |  |  | 10 | 10 | [18 empty] | Battery
3156 | 2150 |  |  |  |  | 1 |  |  |  |  | 15 | 15 | [18 empty] | Battery
3157 | 2151 |  |  |  |  | 1 |  |  |  |  | 10 | 10 | [18 empty] | Battery
3158 | 2152 |  |  |  |  | 1 |  |  |  |  | 15 | 15 | [18 empty] | Battery
3159 | 2153 |  |  |  |  | 1 |  |  |  |  | 10 | 10 | [18 empty] | Battery
3160 | 2154 |  |  |  |  | 1 |  |  |  |  | 10 | 10 | [18 empty] | Battery
3161 | 2155 |  |  |  |  | 1 |  |  |  |  | 10 | 10 | [18 empty] | Battery
3162 | 2156 |  |  |  |  | 1 |  |  |  |  | 10 | 10 | [18 empty] | Battery
3163 | 2157 |  |  |  |  | 1 |  |  |  |  | 5 | 5 | [18 empty] | Battery
3164 | 2158 |  |  |  |  | 1 |  |  |  |  | 7.7 | 7.7 | [18 empty] | Battery
3165 | 2159 |  |  |  |  | 1 |  |  |  |  | 9.92 | 9.92 | [18 empty] | Battery
3166 | 2160 |  |  |  |  | 1 |  |  |  |  | 10 | 10 | [18 empty] | Battery
3167 | 2161 |  |  |  |  | 1 |  |  |  |  | 5 | 5 | [18 empty] | Battery
3168 | 2162 |  |  |  |  | 1 |  |  |  |  | 6.7 | 6.7 | [18 empty] | Battery
3169 | 2163 |  |  |  |  | 1 |  |  |  |  | 10 | 10 | [18 empty] | Battery
3170 | 2164 |  |  |  |  | 1 |  |  |  |  | 5 | 5 | [18 empty] | Battery
3171 | 2165 |  |  |  |  | 1 |  |  |  |  | 5 | 5 | [18 empty] | Battery
3172 | 2166 |  |  |  |  | 1 |  |  |  |  | 10 | 10 | [18 empty] | Battery
3173 | 2167 |  |  |  |  | 1 |  |  |  |  | 10 | 10 | [18 empty] | Battery
3174 | 2168 |  |  |  |  | 1 |  |  |  |  | 10 | 10 | [18 empty] | Battery
3175 | 2169 |  |  |  |  | 1 |  |  |  |  | 15 | 15 | [18 empty] | Battery
3176 | 2170 |  |  |  |  | 1 |  |  |  |  | 5 | 5 | [18 empty] | Battery
3177 | 2171 |  |  |  |  | 1 |  |  |  |  | 5 | 5 | [18 empty] | Battery
3178 | 2172 |  |  |  |  | 1 |  |  |  |  | 10 | 10 | [18 empty] | Battery
3179 | 2173 |  |  |  |  | 1 |  |  |  |  | 5 | 5 | [18 empty] | Battery
3180 | 2174 |  |  |  |  | 1 |  |  |  |  | 10 | 10 | [18 empty] | Battery
3181 | 2175 |  |  |  |  | 1 |  |  |  |  | 10 | 10 | [18 empty] | Battery
3182 | 2176 |  |  |  |  | 1 |  |  |  |  | 7.68 | 7.68 | [18 empty] | Battery
3183 | 2177 |  |  |  |  | 1 |  |  |  |  | 10 | 10 | [18 empty] | Battery
3184 | 2178 |  |  |  |  | 1 |  |  |  |  | 10 | 10 | [18 empty] | Battery
3185 | 2179 |  |  |  |  | 1 |  |  |  |  | 5 | 5 | [18 empty] | Battery
3186 | 2180 |  |  |  |  | 1 |  |  |  |  | 10 | 10 | [18 empty] | Battery
3187 | 2181 |  |  |  |  | 1 |  |  |  |  | 10 | 10 | [18 empty] | Battery
3188 | 2182 |  |  |  |  | 1 |  |  |  |  | 10 | 10 | [18 empty] | Battery
3189 | 2183 |  |  |  |  | 1 |  |  |  |  | 10 | 10 | [18 empty] | Battery
3190 | 2184 |  |  |  |  | 1 |  |  |  |  | 5 | 5 | [18 empty] | Battery
3191 | 2185 |  |  |  |  | 1 |  |  |  |  | 10 | 10 | [18 empty] | Battery
3192 | 2186 |  |  |  |  | 1 |  |  |  |  | 15 | 15 | [18 empty] | Battery
3193 | 2187 |  |  |  |  | 1 |  |  |  |  | 5 | 5 | [18 empty] | Battery
3194 | 2188 |  |  |  |  | 1 |  |  |  |  | 10 | 10 | [18 empty] | Battery
3195 | 2189 |  |  |  |  | 1 |  |  |  |  | 5 | 5 | [18 empty] | Battery
3196 | 2190 |  |  |  |  | 1 |  |  |  |  | 5 | 5 | [18 empty] | Battery
3197 | 2191 |  |  |  |  | 1 |  |  |  |  | 13.4 | 13.4 | [18 empty] | Battery
3198 | 2192 |  |  |  |  | 1 |  |  |  |  | 10 | 10 | [18 empty] | Battery
3199 | 2193 |  |  |  |  | 1 | 7497.49 | 7497.49 | [25 empty] | Solar | Solar PV | Outdoor - Ground Level/Mounted | Inverter | [5 empty] | 25 | 210
3200 | 2194 |  |  |  |  | 1 | 2852.85 | 2852.85 | [25 empty] | Solar | Solar PV | Outdoor - Ground Level/Mounted | Inverter | [5 empty] | 25 | 210
3201 | 2195 |  |  |  |  | 1 | 6912.68 | 6912.68 | [25 empty] | Solar | Solar PV | Outdoor - Ground Level/Mounted | Inverter | [5 empty] | 52 | 180
3202 | 2197 |  |  |  |  | 1 | 5108.4 | 5108.4 | [25 empty] | Solar | Solar PV | Outdoor - Ground Level/Mounted | Inverter
3203 | 2198 |  |  |  |  | 1 | 3001.81 | 3001.81 | [25 empty] | Solar | Solar PV | Outdoor - Ground Level/Mounted | Inverter | [5 empty] | 25 | 180
3204 | 2199 |  |  | Intelligen | Intelligen 265 Inverter | 3 | 250 | 750 | 1419 | 4257 | [22 empty] | 3 | Natural Gas | Reciprocating Engine | Outdoor - Rooftop | Inverter |  |  |  | 30.7 | 81.8
3205 | 2200 |  |  |  |  | 1 | 6443.28 | 6443.28 | [24 empty] | 1 | Solar | Solar PV | Outdoor - Ground Level/Mounted | Inverter | [6 empty] | 180
3206 | 2201 |  |  |  |  | 1 | 5622.48 | 5622.48 | [24 empty] | 1 | Solar | Solar PV | Outdoor - Ground Level/Mounted | Inverter | [6 empty] | 180
3207 | 2202 |  |  |  |  | 1 | 5848.2 | 5848.2 | [24 empty] | 1 | Solar | Solar PV | Outdoor - Ground Level/Mounted | Inverter | [6 empty] | 180
3208 | 2203 |  |  |  |  | 1 | 2405.52 | 2405.52 | [25 empty] | Solar | Solar PV | Outdoor - Ground Level/Mounted | Inverter | [5 empty] | 25 | 180
3209 | 2204 |  |  |  |  | 1 | 1994.33 | 1994.33 | [25 empty] | Solar | Solar PV | Outdoor - Ground Level/Mounted | Inverter | [5 empty] | 25 | 180
3210 | 2205 |  |  |  |  | 1 | 2702.29 | 2702.29 | [25 empty] | Solar | Solar PV | Outdoor - Ground Level/Mounted | Inverter | [5 empty] | 25 | 180
3211 | 2206 |  |  |  |  | 1 | 4005.69 | 4005.69 | [25 empty] | Solar | Solar PV | Outdoor - Ground Level/Mounted | Inverter | [5 empty] | 30 | 180
3212 | 2207 |  |  |  |  | 1 | 2881.48 | 2881.48 | [24 empty] | 1 | Solar | Solar PV | Outdoor - Ground Level/Mounted | Inverter | [5 empty] | 28 | 180
3213 | 2208 |  |  |  |  | 1 | 4060.68 | 4060.68 | [25 empty] | Solar | Solar PV | Outdoor - Rooftop | Inverter | [5 empty] | 25 | 180
3214 | 2209 |  |  | Aegis | Aegen PowerVerter 100 | 2 | 100 | 200 | 643.2 | 1286.4 | [22 empty] | 2 | Natural Gas | Reciprocating Engine | Indoor | Inverter |  |  |  | 25.2 | 76.9
3215 | 2210 |  |  |  |  | 1 |  |  |  |  | 5000 | 5000 | 15000 | 15000 | [16 empty] | Battery | Lithium Ion (LI-ION) |  |  |  | Outdoor - Ground Level/Mounted
3216 | 2211 |  |  |  |  | 1 |  |  |  |  | 5000 | 5000 | 15000 | 15000 | [16 empty] | Battery | Lithium Ion (LI-ION) |  |  |  | Outdoor - Ground Level/Mounted
3217 | 2212 |  |  |  |  | 1 |  |  |  |  | 3000 | 3000 | 15000 | 15000 | [16 empty] | Battery | Lithium Ion (LI-ION) |  |  |  | Outdoor - Rooftop
3218 | 2216 |  |  |  |  | 1 | 5602.8 | 5602.8 | [24 empty] | 1 | Solar | Solar PV | Outdoor - Ground Level/Mounted | Inverter | [5 empty] | 25 | 180
3219 | 2215 |  |  |  |  | 1 |  |  |  |  | 5000 | 5000 | 15000 | 15000 | [16 empty] | Battery | Lithium Ion (LI-ION) |  |  |  | Outdoor - Ground Level/Mounted
3220 | 2214 |  |  |  |  | 1 | 6762.6 | 6762.6 | [25 empty] | Solar | Solar PV | Outdoor - Ground Level/Mounted | Inverter | [5 empty] | 25 | 180
3221 | 2213 |  |  |  |  | 1 | 6102.2 | 6102.2 | [25 empty] | Solar | Solar PV | Outdoor - Ground Level/Mounted | Inverter | [5 empty] | 25 | 175
3222 | 2218 |  |  | Tecogen, Inc. | InVerde Ultera (INV-125e+) | 2 | 125 | 250 | [24 empty] | 2 | Natural Gas | Reciprocating Engine | Indoor - Basement | Inverter |  |  |  | 28.4 | 80.9
3223 | 2217 |  |  |  |  | 1 | 2952.3 | 2952.3 | [25 empty] | Solar | Solar PV | Outdoor - Ground Level/Mounted | Inverter | [5 empty] | 30 | 180
3224 | 2219 |  |  |  |  | 1 | 3003 | 3003 | [25 empty] | Solar | Solar PV | Outdoor - Ground Level/Mounted | Inverter | [5 empty] | 25 | 180
3225 | 2220 |  |  |  |  | 1 | 6176.43 | 6176.43 | [24 empty] | 1 | Solar | Solar PV | Outdoor - Ground Level/Mounted | Inverter | [5 empty] | 25 | 180
3226 | 2221 |  |  |  |  | 1 | 4435 | 4435 | [24 empty] | 1 | Solar | Solar PV | Outdoor - Ground Level/Mounted | Inverter | [5 empty] | 25 | 180
3227 | 2222 |  |  |  |  | 1 |  |  |  |  | 3960 | 3960 | [18 empty] | Battery | Lithium Ion (LI-ION)
3228 | 2223 |  |  |  |  | 1 |  |  |  |  | 10 | 10 | [18 empty] | Battery
3229 | 2224 |  |  |  |  | 1 |  |  |  |  | 5.76 | 5.76 | [18 empty] | Battery
3230 | 2225 |  |  |  |  | 1 |  |  |  |  | 10 | 10 | [18 empty] | Battery
3231 | 2226 |  |  |  |  | 1 |  |  |  |  | 5 | 5 | [18 empty] | Battery
3232 | 2227 |  |  |  |  | 1 |  |  |  |  | 2000 | 2000 | [18 empty] | Battery
3233 | 2228 |  |  |  |  | 1 |  |  |  |  | 7.6 | 7.6 | [18 empty] | Battery
3234 | 2229 |  |  |  |  | 1 |  |  |  |  | 3500 | 3500 | [18 empty] | Battery
3235 | 2230 |  |  |  |  | 1 |  |  |  |  | 11.6 | 11.6 | [18 empty] | Battery
3236 | 2231 |  |  |  |  | 1 |  |  |  |  | 12 | 12 | [18 empty] | Battery
3237 | 2232 |  |  |  |  | 1 |  |  |  |  | 7.6 | 7.6 | [18 empty] | Battery
3238 | 2233 |  |  |  |  | 1 |  |  |  |  | 8 | 8 | [18 empty] | Battery
3239 | 2234 |  |  |  |  | 1 |  |  |  |  | 5.8 | 5.8 | [18 empty] | Battery
3240 | 2235 |  |  |  |  | 1 |  |  |  |  | 7.2 | 7.2 | [18 empty] | Battery
3241 | 2236 |  |  |  |  | 1 |  |  |  |  | 1 | 1 | [18 empty] | Battery
3242 | 2237 |  |  |  |  | 1 |  |  |  |  | 7.6 | 7.6 | [18 empty] | Battery
3243 | 2238 |  |  |  |  | 1 |  |  |  |  | 2000 | 2000 | [18 empty] | Battery
3244 | 2239 |  |  |  |  | 1 |  |  |  |  | 10 | 10 | [18 empty] | Battery
3245 | 2240 |  |  |  |  | 1 |  |  |  |  | 5 | 5 | [18 empty] | Battery
3246 | 2241 |  |  |  |  | 1 |  |  |  |  | 10 | 10 | [18 empty] | Battery
3247 | 2242 |  |  |  |  | 1 |  |  |  |  | 10 | 10 | [18 empty] | Battery
3248 | 2243 |  |  |  |  | 1 |  |  |  |  | 15 | 15 | [18 empty] | Battery
3249 | 2244 |  |  |  |  | 1 |  |  |  |  | 10 | 10 | [18 empty] | Battery
3250 | 2245 |  |  |  |  | 1 |  |  |  |  | 15 | 15 | [18 empty] | Battery
3251 | 2246 |  |  |  |  | 1 |  |  |  |  | 9 | 9 | [18 empty] | Battery
3252 | 2247 |  |  |  |  | 1 |  |  |  |  | 7.6 | 7.6 | [18 empty] | Battery
3253 | 2248 |  |  |  |  | 1 |  |  |  |  | 7.6 | 7.6 | [18 empty] | Battery
3254 | 2249 |  |  |  |  | 1 |  |  |  |  | 5 | 5 | [18 empty] | Battery
3255 | 2250 |  |  |  |  | 1 |  |  |  |  | 15 | 15 | [18 empty] | Battery
3256 | 2251 |  |  |  |  | 1 |  |  |  |  | 7.6 | 7.6 | [18 empty] | Battery
3257 | 2252 |  |  |  |  | 1 |  |  |  |  | 5 | 5 | [18 empty] | Battery
3258 | 2253 |  |  |  |  | 1 |  |  |  |  | 5.76 | 5.76 | [18 empty] | Battery
3259 | 2254 |  |  |  |  | 1 |  |  |  |  | 7.68 | 7.68 | [18 empty] | Battery
3260 | 2255 |  |  |  |  | 1 |  |  |  |  | 5 | 5 | [18 empty] | Battery
3261 | 2256 |  |  |  |  | 1 |  |  |  |  | 5 | 5 | [18 empty] | Battery
3262 | 2257 |  |  |  |  | 1 |  |  |  |  | 5.76 | 5.76 | [18 empty] | Battery
3263 | 2258 |  |  |  |  | 1 |  |  |  |  | 7.6 | 7.6 | [18 empty] | Battery
3264 | 2259 |  |  |  |  | 1 |  |  |  |  | 15 | 15 | [18 empty] | Battery
3265 | 2260 |  |  |  |  | 1 |  |  |  |  | 5 | 5 | [18 empty] | Battery
3266 | 2261 |  |  |  |  | 1 |  |  |  |  | 5 | 5 | [18 empty] | Battery
3267 | 2262 |  |  |  |  | 1 |  |  |  |  | 10 | 10 | [18 empty] | Battery
3268 | 2263 |  |  |  |  | 1 |  |  |  |  | 8 | 8 | [18 empty] | Battery
3269 | 2264 |  |  |  |  | 1 |  |  |  |  | 5 | 5 | [18 empty] | Battery
3270 | 2265 |  |  |  |  | 1 |  |  |  |  | 5 | 5 | [18 empty] | Battery
3271 | 2266 |  |  |  |  | 1 |  |  |  |  | 5 | 5 | [18 empty] | Battery
3272 | 2267 |  |  |  |  | 1 |  |  |  |  | 10 | 10 | [18 empty] | Battery
3273 | 2268 |  |  |  |  | 1 |  |  |  |  | 5 | 5 | [18 empty] | Battery
3274 | 2269 |  |  |  |  | 1 |  |  |  |  | 11.52 | 11.52 | [18 empty] | Battery
3275 | 2270 |  |  |  |  | 1 |  |  |  |  | 5 | 5 | [18 empty] | Battery
3276 | 2271 |  |  |  |  | 1 |  |  |  |  | 3.8 | 3.8 | [18 empty] | Battery
3277 | 2272 |  |  |  |  | 1 |  |  |  |  | 15 | 15 | [18 empty] | Battery
3278 | 2273 |  |  |  |  | 1 |  |  |  |  | 5 | 5 | [18 empty] | Battery
3279 | 2274 |  |  |  |  | 1 |  |  |  |  | 5 | 5 | [18 empty] | Battery
3280 | 2275 |  |  |  |  | 1 |  |  |  |  | 10 | 10 | [18 empty] | Battery
3281 | 2276 |  |  |  |  | 1 |  |  |  |  | 9 | 9 | [18 empty] | Battery
3282 | 2277 |  |  |  |  | 1 |  |  |  |  | 7.68 | 7.68 | [18 empty] | Battery
3283 | 2278 |  |  |  |  | 1 |  |  |  |  | 10 | 10 | [18 empty] | Battery
3284 | 2279 |  |  |  |  | 1 |  |  |  |  | 5 | 5 | [18 empty] | Battery
3285 | 2280 |  |  |  |  | 1 |  |  |  |  | 15 | 15 | [18 empty] | Battery
3286 | 2281 |  |  |  |  | 1 |  |  |  |  | 9.8 | 9.8 | [18 empty] | Battery
3287 | 2282 |  |  |  |  | 1 |  |  |  |  | 10 | 10 | [18 empty] | Battery
3288 | 2283 |  |  |  |  | 1 |  |  |  |  | 5 | 5 | [18 empty] | Battery
3289 | 2284 |  |  |  |  | 1 |  |  |  |  | 125 | 125 | [18 empty] | Battery
3290 | 2285 |  |  |  |  | 1 |  |  |  |  | 5 | 5 | [18 empty] | Battery
3291 | 2286 |  |  |  |  | 1 |  |  |  |  | 6.7 | 6.7 | [18 empty] | Battery
3292 | 2287 |  |  |  |  | 1 |  |  |  |  | 15 | 15 | [18 empty] | Battery
3293 | 2288 |  |  |  |  | 1 |  |  |  |  | 7.7 | 7.7 | [18 empty] | Battery
3294 | 2289 |  |  |  |  | 1 |  |  |  |  | 5 | 5 | [18 empty] | Battery
3295 | 2290 |  |  |  |  | 1 |  |  |  |  | 6.7 | 6.7 | [18 empty] | Battery
3296 | 2291 |  |  |  |  | 1 |  |  |  |  | 7.68 | 7.68 | [18 empty] | Battery
3297 | 2292 |  |  |  |  | 1 |  |  |  |  | 20 | 20 | [18 empty] | Battery
3298 | 2293 |  |  |  |  | 1 |  |  |  |  | 15 | 15 | [18 empty] | Battery
3299 | 2294 |  |  |  |  | 1 |  |  |  |  | 4.3 | 4.3 | [18 empty] | Battery
3300 | 2295 |  |  |  |  | 1 |  |  |  |  | 15 | 15 | [18 empty] | Battery
3301 | 2296 |  |  |  |  | 1 |  |  |  |  | 1000 | 1000 | [18 empty] | Battery
3302 | 2297 |  |  |  |  | 1 |  |  |  |  | 10 | 10 | [18 empty] | Battery
3303 | 2298 |  |  |  |  | 1 |  |  |  |  | 6711 | 6711 | [18 empty] | Battery
3304 | 2299 |  |  |  |  | 1 |  |  |  |  | 5 | 5 | [18 empty] | Battery
3305 | 2300 |  |  |  |  | 1 |  |  |  |  | 7.6 | 7.6 | [18 empty] | Battery
3306 | 2301 |  |  |  |  | 1 |  |  |  |  | 10 | 10 | [18 empty] | Battery
3307 | 2302 |  |  |  |  | 1 |  |  |  |  | 10 | 10 | [18 empty] | Battery
3308 | 2303 |  |  |  |  | 1 |  |  |  |  | 20 | 20 | [18 empty] | Battery
3309 | 2304 |  |  |  |  | 1 |  |  |  |  | 7 | 7 | [18 empty] | Battery
3310 | 2305 |  |  |  |  | 1 |  |  |  |  | 7.6 | 7.6 | [18 empty] | Battery
3311 | 2306 |  |  |  |  | 1 |  |  |  |  | 5000 | 5000 | [18 empty] | Battery
3312 | 2307 |  |  |  |  | 1 |  |  |  |  | 0.99 | 0.99 | [18 empty] | Battery
3313 | 2308 |  |  |  |  | 1 |  |  |  |  | 7.6 | 7.6 | [18 empty] | Battery
3314 | 2309 |  |  |  |  | 1 |  |  |  |  | 10 | 10 | [18 empty] | Battery
3315 | 2310 |  |  |  |  | 1 |  |  |  |  | 3.8 | 3.8 | [18 empty] | Battery
3316 | 2311 |  |  |  |  | 1 |  |  |  |  | 7.6 | 7.6 | [18 empty] | Battery
3317 | 2312 |  |  |  |  | 1 |  |  |  |  | 5 | 5 | [18 empty] | Battery
3318 | 2313 |  |  |  |  | 1 |  |  |  |  | 5000 | 5000 | [18 empty] | Battery
3319 | 2314 |  |  |  |  | 1 |  |  |  |  | 5 | 5 | [18 empty] | Battery
3320 | 2315 |  |  |  |  | 1 |  |  |  |  | 5000 | 5000 | [18 empty] | Battery
3321 | 2316 |  |  |  |  | 1 |  |  |  |  | 16 | 16 | [18 empty] | Battery
3322 | 2317 |  |  |  |  | 1 |  |  |  |  | 15 | 15 | [18 empty] | Battery
3323 | 2318 |  |  |  |  | 1 |  |  |  |  | 7 | 7 | [18 empty] | Battery
3324 | 2319 |  |  |  |  | 1 |  |  |  |  | 7.6 | 7.6 | [18 empty] | Battery
3325 | 2320 |  |  |  |  | 1 |  |  |  |  | 5 | 5 | [18 empty] | Battery
3326 | 2321 |  |  |  |  | 1 |  |  |  |  | 18.5 | 18.5 | [18 empty] | Battery
3327 | 2322 |  |  |  |  | 1 |  |  |  |  | 5.8 | 5.8 | [18 empty] | Battery
3328 | 2323 |  |  |  |  | 1 |  |  |  |  | 10 | 10 | [18 empty] | Battery
3329 | 2324 |  |  |  |  | 1 |  |  |  |  | 11.6 | 11.6 | [18 empty] | Battery
3330 | 2325 |  |  |  |  | 1 |  |  |  |  | 11.6 | 11.6 | [18 empty] | Battery
3331 | 2326 |  |  |  |  | 1 |  |  |  |  | 8 | 8 | [18 empty] | Battery
3332 | 2327 |  |  |  |  | 1 |  |  |  |  | 5.8 | 5.8 | [18 empty] | Battery
3333 | 2328 |  |  |  |  | 1 |  |  |  |  | 5.8 | 5.8 | [18 empty] | Battery
3334 | 2329 |  |  |  |  | 1 |  |  |  |  | 11.6 | 11.6 | [18 empty] | Battery
3335 | 2330 |  |  |  |  | 1 |  |  |  |  | 11.6 | 11.6 | [18 empty] | Battery
3336 | 2331 |  |  |  |  | 1 |  |  |  |  | 11.6 | 11.6 | [18 empty] | Battery
3337 | 2332 |  |  |  |  | 1 |  |  |  |  | 11.6 | 11.6 | [18 empty] | Battery
3338 | 2333 |  |  |  |  | 1 |  |  |  |  | 5.8 | 5.8 | [18 empty] | Battery
3339 | 2334 |  |  |  |  | 1 |  |  |  |  | 11.6 | 11.6 | [18 empty] | Battery
3340 | 2335 |  |  |  |  | 1 |  |  |  |  | 5.8 | 5.8 | [18 empty] | Battery
3341 | 2336 |  |  |  |  | 1 |  |  |  |  | 5.8 | 5.8 | [18 empty] | Battery
3342 | 2337 |  |  |  |  | 1 |  |  |  |  | 20 | 20 | [18 empty] | Battery
3343 | 2338 |  |  |  |  | 1 |  |  |  |  | 3.9 | 3.9 | [18 empty] | Battery
3344 | 2339 |  |  |  |  | 1 |  |  |  |  | 2.64 | 2.64 | [18 empty] | Battery
3345 | 2340 |  |  |  |  | 1 |  |  |  |  | 3.8 | 3.8 | [18 empty] | Battery
3346 | 2341 |  |  |  |  | 1 |  |  |  |  | 5 | 5 | [18 empty] | Battery
3347 | 2342 |  |  |  |  | 1 |  |  |  |  | 25 | 25 | [18 empty] | Battery
3348 | 2343 |  |  |  |  | 1 |  |  |  |  | 5 | 5 | [18 empty] | Battery
3349 | 2344 |  |  |  |  | 1 |  |  |  |  | 10 | 10 | [18 empty] | Battery
3350 | 2345 |  |  |  |  | 1 |  |  |  |  | 10 | 10 | [18 empty] | Battery
3351 | 2346 |  |  |  |  | 1 |  |  |  |  | 6.1 | 6.1 | [18 empty] | Battery
3352 | 2347 |  |  |  |  | 1 |  |  |  |  | 5 | 5 | [18 empty] | Battery
3353 | 2348 |  |  |  |  | 1 |  |  |  |  | 15 | 15 | [18 empty] | Battery
3354 | 2349 |  |  |  |  | 1 |  |  |  |  | 10 | 10 | [18 empty] | Battery
3355 | 2350 |  |  |  |  | 1 |  |  |  |  | 3.2 | 3.2 | [18 empty] | Battery
3356 | 2351 |  |  |  |  | 1 |  |  |  |  | 7.68 | 7.68 | [18 empty] | Battery
3357 | 2352 |  |  |  |  | 1 |  |  |  |  | 15 | 15 | [18 empty] | Battery
3358 | 2353 |  |  |  |  | 1 |  |  |  |  | 7.7 | 7.7 | [18 empty] | Battery
3359 | 2354 |  |  |  |  | 1 |  |  |  |  | 5 | 5 | [18 empty] | Battery
3360 | 2355 |  |  |  |  | 1 |  |  |  |  | 12.5 | 12.5 | [18 empty] | Battery
3361 | 2356 |  |  |  |  | 1 |  |  |  |  | 20 | 20 | [18 empty] | Battery
3362 | 2357 |  |  |  |  | 1 |  |  |  |  | 10 | 10 | [18 empty] | Battery
3363 | 2358 |  |  |  |  | 1 | 6723.27 | 6723.27 | [25 empty] | Solar | Solar PV | Outdoor - Ground Level/Mounted | Inverter | [5 empty] | 0 | 180
3364 | 2359 |  |  |  |  | 1 | 6493.5 | 6493.5 | [25 empty] | Solar | Solar PV | Outdoor - Ground Level/Mounted | Inverter | [5 empty] | 0 | 180
3365 | 2360 |  |  |  |  | 1 |  |  |  |  | 2500 | 2500 | 10000 | 10000 | [16 empty] | Battery | Lithium Ion (LI-ION) |  |  |  | Outdoor - Ground Level/Mounted
3366 | 2361 |  |  |  |  | 1 |  |  |  |  | 2500 | 2500 | 10000 | 10000 | [16 empty] | Battery | Lithium Ion (LI-ION) |  |  |  | Outdoor - Ground Level/Mounted
3367 | 2362 |  |  |  |  | 1 | 4356.95 | 4356.95 | [25 empty] | Solar | Solar PV | Outdoor - Ground Level/Mounted | Inverter | [5 empty] | 180
3368 | 2363 |  |  |  |  | 1 | 6773.22 | 6773.22 | [25 empty] | Solar | Solar PV | Outdoor - Ground Level/Mounted | Inverter | [6 empty] | 180
3369 | 2364 |  |  | GE Jencacher | 620 GS-N.L | 4 | 3329 | 13316 | 5571 | 22284 | [22 empty] | 4 | Natural Gas | Reciprocating Engine | Indoor - Above Ground | Synchronous Generator |  |  |  | 45.2 | 67.4
3370 | 2365 |  |  | GE Jenbacher | JMS 620 F01 | 2 | 3300 | 6600 | 7076 | 14152 | [22 empty] | 2 | Natural Gas | Reciprocating Engine |  | Synchronous Generator |  |  |  | 43.1 | 86
3371 | 2369 |  |  | Sungrow-Samsung ST548KWH-250 |  | 1 |  |  |  |  | 250 | 250 | 548 | 548 | [16 empty] | Battery | Lithium Ion (LI-ION) |  |  |  | Outdoor - Ground Level/Mounted
3372 | 2370 |  |  |  |  | 1 | [24 empty] | Thermal | Ice Storage
3373 | 2371 |  |  |  |  | 1 | 2600 | 2600 | [25 empty] | Solar | Solar PV | Outdoor - Ground Level/Mounted | Inverter | [5 empty] | 30 | 180
3374 | 2372 |  |  | Tecogen, Inc. | InVerde Ultera (INV-125e+) | 2 | 125 | 250 | [24 empty] | 2 | Natural Gas | Reciprocating Engine | Indoor - Basement | Inverter |  |  |  | 28.4 | 80.9
3375 | 2373 |  |  |  |  | 1 | 6906.9 | 6906.9 | [24 empty] | 1 | Solar | Solar PV | Outdoor - Ground Level/Mounted | Inverter | [5 empty] | 25 | 180
3376 | 2374 |  |  |  | IHI - 2MW | 1 |  |  |  |  | 2000 | 2000 | 4070 | 4070 | [16 empty] | Battery | Lithium Ion (LI-ION) |  |  |  | Outdoor - Ground Level/Mounted
3377 | 2375 |  |  |  | IHI - 2MW | 1 |  |  |  |  | 2000 | 2000 | 4070 | 4070 | [16 empty] | Battery | Lithium Ion (LI-ION) |  |  |  | Outdoor - Ground Level/Mounted
3378 | 2376 |  |  |  |  | 1 | 3748.68 | 3748.68 | [25 empty] | Solar | Solar PV | Outdoor - Ground Level/Mounted | Inverter | [5 empty] | 25 | 180
3379 | 2377 |  |  |  |  | 1 | 6002.1 | 6002.1 | [25 empty] | Solar | Solar PV | Outdoor - Ground Level/Mounted | Inverter | [5 empty] | 25 | 180
3380 | 2378 |  |  |  |  | 1 | 2220.66 | 2220.66 | [25 empty] | Solar | Solar PV | Outdoor - Ground Level/Mounted | Inverter | [5 empty] | 25 | 180
3381 | 2379 |  |  |  |  | 1 |  |  |  |  | 144 | 144 | 288 | 288 | [16 empty] | Battery | Lithium Ion (LI-ION) |  |  |  | Indoor - Basement
3382 | 2380 |  |  | GE Jenbacher | JGS 312 GS-B.L. | 1 | 633 | 633 | [24 empty] | 1 | Digester Gas | Reciprocating Engine | Indoor | [8 empty] | Biological Scrubber
3383 | 2381 |  |  |  |  | 1 | 5595.59 | 5595.59 | [25 empty] | Solar | Solar PV | Outdoor - Ground Level/Mounted | Inverter | [5 empty] | 0 | 180
3384 | 2382 |  |  |  |  | 1 |  |  |  |  | 5000 | 5000 | 15000 | 15000 | [16 empty] | Battery | Lithium Ion (LI-ION) |  |  |  | Outdoor - Ground Level/Mounted
3385 | 2383 |  |  |  |  | 1 | 7045.48 | 7045.48 | [24 empty] | 1 | Solar | Solar PV | Outdoor - Ground Level/Mounted | Inverter | [5 empty] | 25 | 180
3386 | 2384 |  |  |  |  | 1 | 5041.035 | 5041.035 | [24 empty] | 1 | Solar | Solar PV | Outdoor - Ground Level/Mounted | Inverter | [5 empty] | 25 | 180
3387 | 2385 |  |  |  |  | 1 | 4461.48 | 4461.48 | [24 empty] | 1 | Solar | Solar PV | Outdoor - Ground Level/Mounted | Inverter | [5 empty] | 25 | 180
3388 | 2386 |  |  |  |  | 1 | 7321.08 | 7321.08 | [24 empty] | 1 | Solar | Solar PV | Outdoor - Ground Level/Mounted | Inverter | [5 empty] | 25 | 180
3389 | 2387 |  |  | Tecogen, Inc. | InVerde Ultera (INV-125e+) | 3 | 125 | 375 | 780 | 2340 | [22 empty] | 3 | Natural Gas | Reciprocating Engine |  | Inverter |  |  |  | 28.4 | 80.9
3390 | 2388 |  |  |  |  | 1 | 6814.13 | 6814.13 | [24 empty] | 1 | Solar | Solar PV | Outdoor - Ground Level/Mounted | Inverter | [5 empty] | 25 | 210
3391 | 2389 |  |  | Tecogen, Inc. | INV-125e+ | 7 | 125 | 875 | 780 | 5460 | [23 empty] | Natural Gas | Reciprocating Engine |  | Inverter |  |  |  | 28.4 | 80.9
3392 | 2390 |  |  |  |  | 1 |  |  |  |  | 5000 | 5000 | 15000 | 15000 | [16 empty] | Battery | Lithium Ion (LI-ION) |  |  |  | Outdoor - Ground Level/Mounted
3393 | 2391 |  |  |  |  | 1 |  |  |  |  | 3600 | 3600 | 10000 | 10000 | [16 empty] | Battery | Lithium Ion (LI-ION) |  |  |  | Outdoor - Ground Level/Mounted
3395 | 2393 |  |  |  |  | 1 | 6486.48 | 6486.48 | [24 empty] | 1 | Solar | Solar PV | Outdoor - Ground Level/Mounted | Inverter | [5 empty] | 25 | 180
3396 | 2394 |  |  |  |  | 1 |  |  |  |  | 7.6 | 7.6 | [18 empty] | Battery
3397 | 2395 |  |  |  |  | 1 |  |  |  |  | 15 | 15 | [18 empty] | Battery
3398 | 2396 |  |  |  |  | 1 |  |  |  |  | 7.6 | 7.6 | [18 empty] | Battery
3399 | 2397 |  |  |  |  | 1 |  |  |  |  | 5 | 5 | [18 empty] | Battery
3400 | 2398 |  |  |  |  | 1 |  |  |  |  | 22.8 | 22.8 | [18 empty] | Battery
3401 | 2399 |  |  |  |  | 1 |  |  |  |  | 5 | 5 | [18 empty] | Battery
3402 | 2400 |  |  |  |  | 1 |  |  |  |  | 7.6 | 7.6 | [18 empty] | Battery
3403 | 2401 |  |  |  |  | 1 |  |  |  |  | 7.6 | 7.6 | [18 empty] | Battery
3404 | 2402 |  |  |  |  | 1 |  |  |  |  | 210 | 210 | [18 empty] | Battery
3405 | 2403 |  |  |  |  | 1 |  |  |  |  | 5 | 5 | [18 empty] | Battery
3406 | 2404 |  |  |  |  | 1 |  |  |  |  | 10 | 10 | [18 empty] | Battery
3407 | 2405 |  |  |  |  | 1 |  |  |  |  | 5 | 5 | [18 empty] | Battery
3408 | 2406 |  |  |  |  | 1 |  |  |  |  | 5 | 5 | [18 empty] | Battery
3409 | 2407 |  |  |  |  | 1 |  |  |  |  | 7.68 | 7.68 | [18 empty] | Battery
3410 | 2408 |  |  |  |  | 1 |  |  |  |  | 5 | 5 | [18 empty] | Battery
3411 | 2409 |  |  |  |  | 1 |  |  |  |  | 9 | 9 | [18 empty] | Battery
3412 | 2410 |  |  |  |  | 1 |  |  |  |  | 15 | 15 | [18 empty] | Battery
3413 | 2411 |  |  |  |  | 1 |  |  |  |  | 10 | 10 | [18 empty] | Battery
3414 | 2412 |  |  |  |  | 1 |  |  |  |  | 10 | 10 | [18 empty] | Battery
3415 | 2413 |  |  |  |  | 1 |  |  |  |  | 6.8 | 6.8 | [18 empty] | Battery
3416 | 2414 |  |  |  |  | 1 |  |  |  |  | 5 | 5 | [18 empty] | Battery
3417 | 2415 |  |  |  |  | 1 |  |  |  |  | 5 | 5 | [18 empty] | Battery
3418 | 2416 |  |  |  |  | 1 |  |  |  |  | 7.6 | 7.6 | [18 empty] | Battery
3419 | 2417 |  |  |  |  | 1 |  |  |  |  | 5 | 5 | [18 empty] | Battery
3420 | 2418 |  |  |  |  | 1 |  |  |  |  | 3.4 | 3.4 | [18 empty] | Battery
3421 | 2419 |  |  |  |  | 1 |  |  |  |  | 6.8 | 6.8 | [18 empty] | Battery
3422 | 2420 |  |  |  |  | 1 |  |  |  |  | 6.7 | 6.7 | [18 empty] | Battery
3423 | 2421 |  |  |  |  | 1 |  |  |  |  | 15 | 15 | [18 empty] | Battery
3424 | 2422 |  |  |  |  | 1 |  |  |  |  | 6.8 | 6.8 | [18 empty] | Battery
3425 | 2423 |  |  |  |  | 1 |  |  |  |  | 10 | 10 | [18 empty] | Battery
3426 | 2424 |  |  |  |  | 1 |  |  |  |  | 5 | 5 | [18 empty] | Battery
3427 | 2425 |  |  |  |  | 1 |  |  |  |  | 7.6 | 7.6 | [18 empty] | Battery
3428 | 2426 |  |  |  |  | 1 |  |  |  |  | 9 | 9 | [18 empty] | Battery
3429 | 2427 |  |  |  |  | 1 |  |  |  |  | 11.6 | 11.6 | [18 empty] | Battery
3430 | 2428 |  |  |  |  | 1 |  |  |  |  | 5.8 | 5.8 | [18 empty] | Battery
3431 | 2429 |  |  |  |  | 1 |  |  |  |  | 7.6 | 7.6 | [18 empty] | Battery
3432 | 2430 |  |  |  |  | 1 |  |  |  |  | 11.6 | 11.6 | [18 empty] | Battery
3433 | 2431 |  |  |  |  | 1 |  |  |  |  | 3.8 | 3.8 | [18 empty] | Battery
3434 | 2432 |  |  |  |  | 1 |  |  |  |  | 10 | 10 | [18 empty] | Battery
3435 | 2433 |  |  |  |  | 1 |  |  |  |  | 10 | 10 | [18 empty] | Battery
3436 | 2434 |  |  |  |  | 1 |  |  |  |  | 5 | 5 | [18 empty] | Battery
3437 | 2435 |  |  |  |  | 1 |  |  |  |  | 6.1 | 6.1 | [18 empty] | Battery
3438 | 2436 |  |  |  |  | 1 |  |  |  |  | 6 | 6 | [18 empty] | Battery
3439 | 2437 |  |  |  |  | 1 |  |  |  |  | 4.1 | 4.1 | [18 empty] | Battery
3440 | 2438 |  |  |  |  | 1 |  |  |  |  | 10 | 10 | [18 empty] | Battery
3441 | 2439 |  |  |  |  | 1 |  |  |  |  | 7.7 | 7.7 | [18 empty] | Battery
3442 | 2440 |  |  |  |  | 1 |  |  |  |  | 10 | 10 | [18 empty] | Battery
3443 | 2441 |  |  |  |  | 1 |  |  |  |  | 10 | 10 | [18 empty] | Battery
3444 | 2442 |  |  |  |  | 1 |  |  |  |  | 5 | 5 | [18 empty] | Battery
3445 | 2443 |  |  |  |  | 1 |  |  |  |  | 10 | 10 | [18 empty] | Battery
3446 | 2444 |  |  |  |  | 1 |  |  |  |  | 10 | 10 | [18 empty] | Battery
3447 | 2445 |  |  |  |  | 1 |  |  |  |  | 6.7 | 6.7 | [18 empty] | Battery
3448 | 2446 |  |  |  |  | 1 |  |  |  |  | 5 | 5 | [18 empty] | Battery
3449 | 2447 |  |  |  |  | 1 |  |  |  |  | 5 | 5 | [18 empty] | Battery
3450 | 2448 |  |  |  |  | 1 |  |  |  |  | 10 | 10 | [18 empty] | Battery
3451 | 2449 |  |  |  |  | 1 |  |  |  |  | 5 | 5 | [18 empty] | Battery
3452 | 2450 |  |  |  |  | 1 |  |  |  |  | 2.54 | 2.54 | [18 empty] | Battery
3453 | 2451 |  |  |  |  | 1 |  |  |  |  | 15 | 15 | [18 empty] | Battery
3454 | 2452 |  |  |  |  | 1 |  |  |  |  | 5 | 5 | [18 empty] | Battery
3455 | 2453 |  |  |  |  | 1 |  |  |  |  | 20 | 20 | [18 empty] | Battery
3456 | 2454 |  |  |  |  | 1 |  |  |  |  | 10 | 10 | [18 empty] | Battery
3457 | 2455 |  |  |  |  | 1 |  |  |  |  | 10 | 10 | [18 empty] | Battery
3458 | 2456 |  |  |  |  | 1 |  |  |  |  | 10 | 10 | [18 empty] | Battery
3459 | 2457 |  |  |  |  | 1 |  |  |  |  | 10 | 10 | [18 empty] | Battery
3460 | 2458 |  |  |  |  | 1 |  |  |  |  | 10 | 10 | [18 empty] | Battery
3461 | 2459 |  |  |  |  | 1 |  |  |  |  | 10 | 10 | [18 empty] | Battery
3462 | 2460 |  |  |  |  | 1 |  |  |  |  | 10 | 10 | [18 empty] | Battery
3463 | 2461 |  |  |  |  | 1 |  |  |  |  | 5 | 5 | [18 empty] | Battery
3464 | 2462 |  |  |  |  | 1 |  |  |  |  | 5 | 5 | [18 empty] | Battery
3465 | 2463 |  |  |  |  | 1 |  |  |  |  | 10 | 10 | [18 empty] | Battery
3466 | 2464 |  |  |  |  | 1 |  |  |  |  | 6.7 | 6.7 | [18 empty] | Battery
3467 | 2465 |  |  |  |  | 1 |  |  |  |  | 15 | 15 | [18 empty] | Battery
3468 | 2466 |  |  |  |  | 1 |  |  |  |  | 10 | 10 | [18 empty] | Battery
3469 | 2467 |  |  |  |  | 1 |  |  |  |  | 20 | 20 | [18 empty] | Battery
3470 | 2468 |  |  |  |  | 1 |  |  |  |  | 5 | 5 | [18 empty] | Battery
3471 | 2469 |  |  |  |  | 1 |  |  |  |  | 10 | 10 | [18 empty] | Battery
3472 | 2470 |  |  |  |  | 1 |  |  |  |  | 5 | 5 | [18 empty] | Battery
3473 | 2471 |  |  |  |  | 1 |  |  |  |  | 5 | 5 | [18 empty] | Battery
3474 | 2472 |  |  |  |  | 1 |  |  |  |  | 10 | 10 | [18 empty] | Battery
3475 | 2473 |  |  |  |  | 1 |  |  |  |  | 10 | 10 | [18 empty] | Battery
3476 | 2474 |  |  |  |  | 1 |  |  |  |  | 10 | 10 | [18 empty] | Battery
3477 | 2475 |  |  |  |  | 1 |  |  |  |  | 10 | 10 | [18 empty] | Battery
3478 | 2476 |  |  |  |  | 1 |  |  |  |  | 5 | 5 | [18 empty] | Battery
3479 | 2477 |  |  |  |  | 1 |  |  |  |  | 10 | 10 | [18 empty] | Battery
3480 | 2478 |  |  |  |  | 1 |  |  |  |  | 5 | 5 | [18 empty] | Battery
3481 | 2479 |  |  |  |  | 1 |  |  |  |  | 5 | 5 | [18 empty] | Battery
3482 | 2480 |  |  |  |  | 1 |  |  |  |  | 10 | 10 | [18 empty] | Battery
3483 | 2481 |  |  |  |  | 1 |  |  |  |  | 6.7 | 6.7 | [18 empty] | Battery
3484 | 2482 |  |  |  |  | 1 |  |  |  |  | 20 | 20 | [18 empty] | Battery
3485 | 2483 |  |  |  |  | 1 |  |  |  |  | 5 | 5 | [18 empty] | Battery
3486 | 2484 |  |  |  |  | 1 |  |  |  |  | 5 | 5 | [18 empty] | Battery
3487 | 2485 |  |  |  |  | 1 |  |  |  |  | 5 | 5 | [18 empty] | Battery
3488 | 2486 |  |  |  |  | 1 |  |  |  |  | 8.6 | 8.6 | [18 empty] | Battery
3489 | 2487 |  |  |  |  | 1 |  |  |  |  | 10 | 10 | [18 empty] | Battery
3490 | 2488 |  |  |  |  | 1 |  |  |  |  | 5 | 5 | [18 empty] | Battery
3491 | 2489 |  |  |  |  | 1 |  |  |  |  | 5 | 5 | [18 empty] | Battery
3492 | 2490 |  |  |  |  | 1 |  |  |  |  | 10 | 10 | [18 empty] | Battery
3493 | 2491 |  |  |  |  | 1 |  |  |  |  | 5 | 5 | [18 empty] | Battery
3494 | 2492 |  |  |  |  | 1 |  |  |  |  | 5 | 5 | [18 empty] | Battery
3495 | 2493 |  |  |  |  | 1 |  |  |  |  | 6.7 | 6.7 | [18 empty] | Battery
3496 | 2494 |  |  |  |  | 1 |  |  |  |  | 10 | 10 | [18 empty] | Battery
3497 | 2495 |  |  |  |  | 1 |  |  |  |  | 7.6 | 7.6 | [18 empty] | Battery
3498 | 2496 |  |  |  |  | 1 |  |  |  |  | 5 | 5 | [18 empty] | Battery
3499 | 2497 |  |  |  |  | 1 |  |  |  |  | 6.7 | 6.7 | [18 empty] | Battery
3500 | 2498 |  |  |  |  | 1 |  |  |  |  | 5 | 5 | [18 empty] | Battery
3501 | 2499 |  |  |  |  | 1 |  |  |  |  | 5 | 5 | [18 empty] | Battery
3502 | 2500 |  |  |  |  | 1 |  |  |  |  | 406 | 406 | 1624 | 1624 | [16 empty] | Battery | Lithium Ion (LI-ION) |  |  |  | Outdoor - Rooftop
3503 | 2501 |  |  |  |  | 1 | 1404 | 1404 | [25 empty] | Solar | Solar PV | Outdoor - Ground Level/Mounted | Inverter | [5 empty] | 25 | 180
3504 | 2502 |  |  |  |  | 1 | 3403.4 | 3403.4 | [24 empty] | 1 | Solar | Solar PV | Outdoor - Ground Level/Mounted | Inverter | [6 empty] | 52
3505 | 2503 |  |  |  |  | 1 | 4184.18 | 4184.18 | [25 empty] | Solar | Solar PV | Outdoor - Ground Level/Mounted | Inverter | [5 empty] | 180 | 52
3506 | 2504 |  |  |  |  | 1 | 1424.8 | 1424.8 | [24 empty] | 1 | Solar | Solar PV | Outdoor - Ground Level/Mounted | Inverter | [5 empty] | 25 | 180
3507 | 2505 |  |  |  |  | 1 |  |  |  |  | 750 | 750 | 2500 | 2500 | [16 empty] | Battery | Lithium Ion (LI-ION) |  |  |  | Outdoor - Ground Level/Mounted
3508 | 2506 |  |  |  |  | 1 |  |  |  |  | 1560 | 1560 | 6240 | 6240 | [16 empty] | Battery | Lithium Ion (LI-ION)
3509 | 2507 |  |  |  |  | 1 | 3247.695 | 3247.695 | [25 empty] | Solar | Solar PV | Outdoor - Ground Level/Mounted | Inverter | [5 empty] | 25 | 210
3510 | 2508 |  |  |  |  | 1 | 7508.02 | 7508.02 | [25 empty] | Solar | Solar PV | Outdoor - Rooftop | Inverter | [5 empty] | 0 | 180
3511 | 2392 |  |  |  |  | 1 | 4498.2 | 4498.2 | [25 empty] | Solar | Solar PV | Outdoor - Ground Level/Mounted | Inverter | [5 empty] | 15 | 180
3512 | 2509 |  |  |  |  | 1 | 2906.8 | 2906.8 | [25 empty] | Solar | Solar PV | Outdoor - Ground Level/Mounted | Inverter | [5 empty] | 55 | 180
3513 | 2510 |  |  |  |  | 1 | 1247.22 | 1247.22 | [25 empty] | Solar | Solar PV | Outdoor - Ground Level/Mounted | Inverter | [5 empty] | 20 | 180
3514 | 2511 |  |  |  |  | 1 | 2953.92 | 2953.92 | [24 empty] | 1 | Solar | Solar PV | Outdoor - Ground Level/Mounted | Inverter | [5 empty] | 55 | 180
3515 | 2514 |  |  |  |  | 1 | 4989.6 | 4989.6 | [24 empty] | 1 | Solar | Solar PV | Outdoor - Ground Level/Mounted | Inverter | [5 empty] | 25 | 180
3516 | 2515 |  |  |  |  | 1 | 7003.53 | 7003.53 | [24 empty] | 1 | Solar | Solar PV | Outdoor - Ground Level/Mounted | Inverter | [5 empty] | 25 | 205
3517 | 2516 |  |  |  |  | 1 | 6998.8 | 6998.8 | [24 empty] | 1 | Solar | Solar PV | Outdoor - Ground Level/Mounted | Inverter | [5 empty] | 25 | 180
3518 | 2517 |  |  |  |  | 1 | 5030.1 | 5030.1 | [25 empty] | Solar | Solar PV | Outdoor - Ground Level/Mounted | Inverter | [5 empty] | 25 | 180
3519 | 2518 |  |  |  |  | 1 | 6603.33 | 6603.33 | [25 empty] | Solar | Solar PV | Outdoor - Ground Level/Mounted | Inverter | [5 empty] | 20 | 180
3520 | 2519 |  |  |  |  | 1 | 6582.27 | 6582.27 | [25 empty] | Solar | Solar PV | Outdoor - Ground Level/Mounted | Inverter | [5 empty] | 20 | 180
3521 | 2520 |  |  |  |  | 1 | 7497.45 | 7497.45 | [25 empty] | Solar | Solar PV | Outdoor - Ground Level/Mounted | Inverter | [5 empty] | 22 | 180
3522 | 2512 |  |  |  |  | 1 | 4312.17 | 4312.17 | [25 empty] | Solar | Solar PV | Outdoor - Ground Level/Mounted | Inverter | [5 empty] | 20 | 180
3523 | 2513 |  |  |  |  | 1 | 2999.1 | 2999.1 | [25 empty] | Solar | Solar PV | Outdoor - Ground Level/Mounted | Inverter | [5 empty] | 22 | 180
3524 | 2521 |  |  | Tecogen, Inc. | InVerde Ultera (INV-125e+) | 1 | 125 | 125 | 780 | 780 | [22 empty] | 1 | Natural Gas | Reciprocating Engine | Indoor | Inverter |  |  |  | 28.4 | 80.9
3525 | 2522 |  |  | Tecogen, Inc. | InVerde Ultera (INV-100e+) | 5 | 100 | 500 | 613 | 3065 | [22 empty] | 5 | Natural Gas | Reciprocating Engine | Indoor | Inverter |  |  |  | 28.6 | 80.8
3526 | 2523 |  |  |  |  | 1 | 1305 | 1305 | [24 empty] | 1 | Solar | Solar PV | Outdoor - Rooftop | Inverter | [5 empty] | 7 | 188
3527 | 2524 |  |  | MAN | E2676 E302 | 1 | 152 | 152 | 715.751 | 715.751 | [22 empty] | 1 | Natural Gas | Reciprocating Engine | Indoor | Synchronous Generator |  |  |  | 38.7 | 93.4
3528 | 2525 |  |  |  |  | 1 | 5837.695 | 5837.695 | [25 empty] | Solar | Solar PV | Outdoor - Ground Level/Mounted | Inverter | [5 empty] | 10 | 190
3529 | 2526 |  |  |  |  | 1 | 5860.4 | 5860.4 | [25 empty] | Solar | Solar PV | Outdoor - Ground Level/Mounted | Inverter | [5 empty] | 180 | 25
3530 | 2527 |  |  |  |  | 1 | 5122.44 | 5122.44 | [24 empty] | 1 | Solar | Solar PV | Outdoor - Ground Level/Mounted | Inverter | [5 empty] | 25 | 180
3531 | 2528 |  |  |  |  | 1 | 2800.44 | 2800.44 | [24 empty] | 1 | Solar | Solar PV | Outdoor - Ground Level/Mounted | Inverter | [5 empty] | 25 | 180
3532 | 2529 |  |  |  |  | 1 | 2800.44 | 2800.44 | [24 empty] | 1 | Solar | Solar PV | Outdoor - Ground Level/Mounted | Inverter | [5 empty] | 25 | 180
3533 | 2530 |  |  |  |  | 1 | 6905.1 | 6905.1 | [24 empty] | 1 | Solar | Solar PV | Outdoor - Ground Level/Mounted | Inverter | [5 empty] | 55 | 180
3534 | 2531 |  |  |  |  | 1 |  |  |  |  | 9 | 9 | [18 empty] | Battery
3535 | 2532 |  |  |  |  | 1 |  |  |  |  | 6.4 | 6.4 | [18 empty] | Battery
3536 | 2533 |  |  |  |  | 1 |  |  |  |  | 10 | 10 | [18 empty] | Battery
3537 | 2534 |  |  |  |  | 1 |  |  |  |  | 7.6 | 7.6 | [18 empty] | Battery
3538 | 2535 |  |  |  |  | 1 |  |  |  |  | 7.6 | 7.6 | [18 empty] | Battery
3539 | 2536 |  |  |  |  | 1 |  |  |  |  | 7.6 | 7.6 | [18 empty] | Battery
3540 | 2537 |  |  |  |  | 1 |  |  |  |  | 7.6 | 7.6 | [18 empty] | Battery
3541 | 2538 |  |  |  |  | 1 |  |  |  |  | 7.6 | 7.6 | [18 empty] | Battery
3542 | 2539 |  |  |  |  | 1 |  |  |  |  | 11.4 | 11.4 | [18 empty] | Battery
3543 | 2540 |  |  |  |  | 1 |  |  |  |  | 7.6 | 7.6 | [18 empty] | Battery
3544 | 2541 |  |  |  |  | 1 |  |  |  |  | 5000 | 5000 | [18 empty] | Battery
3545 | 2542 |  |  |  |  | 1 |  |  |  |  | 5000 | 5000 | [18 empty] | Battery
3546 | 2543 |  |  |  |  | 1 |  |  |  |  | 2000 | 2000 | [18 empty] | Battery
3547 | 2544 |  |  |  |  | 1 |  |  |  |  | 5.8 | 5.8 | [18 empty] | Battery
3548 | 2545 |  |  |  |  | 1 |  |  |  |  | 5.8 | 5.8 | [18 empty] | Battery
3549 | 2546 |  |  |  |  | 1 |  |  |  |  | 5.8 | 5.8 | [18 empty] | Battery
3550 | 2547 |  |  |  |  | 1 |  |  |  |  | 5.8 | 5.8 | [18 empty] | Battery
3551 | 2548 |  |  |  |  | 1 |  |  |  |  | 5.7 | 5.7 | [18 empty] | Battery
3552 | 2549 |  |  |  |  | 1 |  |  |  |  | 11 | 11 | [18 empty] | Battery
3553 | 2550 |  |  |  |  | 1 |  |  |  |  | 8 | 8 | [18 empty] | Battery
3554 | 2551 |  |  |  |  | 1 |  |  |  |  | 9 | 9 | [18 empty] | Battery
3555 | 2552 |  |  |  |  | 1 |  |  |  |  | 22.8 | 22.8 | [18 empty] | Battery
3556 | 2553 |  |  |  |  | 1 |  |  |  |  | 7 | 7 | [18 empty] | Battery
3557 | 2554 |  |  |  |  | 1 |  |  |  |  | 7.6 | 7.6 | [18 empty] | Battery
3558 | 2555 |  |  |  |  | 1 |  |  |  |  | 7.6 | 7.6 | [18 empty] | Battery
3559 | 2556 |  |  |  |  | 1 |  |  |  |  | 250 | 250 | [18 empty] | Battery
3560 | 2557 |  |  |  |  | 1 |  |  |  |  | 11 | 11 | [18 empty] | Battery
3561 | 2558 |  |  |  |  | 1 |  |  |  |  | 7.6 | 7.6 | [18 empty] | Battery
3562 | 2559 |  |  |  |  | 1 |  |  |  |  | 7 | 7 | [18 empty] | Battery
3563 | 2560 |  |  |  |  | 1 |  |  |  |  | 11 | 11 | [18 empty] | Battery
3564 | 2561 |  |  |  |  | 1 |  |  |  |  | 7.6 | 7.6 | [18 empty] | Battery
3565 | 2562 |  |  |  |  | 1 |  |  |  |  | 6.9 | 6.9 | [18 empty] | Battery
3566 | 2563 |  |  |  |  | 1 |  |  |  |  | 7.6 | 7.6 | [18 empty] | Battery
3567 | 2564 |  |  |  |  | 1 |  |  |  |  | 7.6 | 7.6 | [18 empty] | Battery
3568 | 2565 |  |  |  |  | 1 |  |  |  |  | 15.2 | 15.2 | [18 empty] | Battery
3569 | 2566 |  |  |  |  | 1 |  |  |  |  | 7.6 | 7.6 | [18 empty] | Battery
3570 | 2567 |  |  |  |  | 1 |  |  |  |  | 7.6 | 7.6 | [18 empty] | Battery
3571 | 2568 |  |  |  |  | 1 |  |  |  |  | 7.6 | 7.6 | [18 empty] | Battery
3572 | 2569 |  |  |  |  | 1 |  |  |  |  | 9 | 9 | [18 empty] | Battery
3573 | 2570 |  |  |  |  | 1 |  |  |  |  | 7.6 | 7.6 | [18 empty] | Battery
3574 | 2571 |  |  |  |  | 1 |  |  |  |  | 10 | 10 | [18 empty] | Battery
3575 | 2572 |  |  |  |  | 1 |  |  |  |  | 11.6 | 11.6 | [18 empty] | Battery
3576 | 2573 |  |  |  |  | 1 |  |  |  |  | 11.6 | 11.6 | [18 empty] | Battery
3577 | 2574 |  |  |  |  | 1 |  |  |  |  | 4000 | 4000 | [18 empty] | Battery
3578 | 2575 |  |  |  |  | 1 |  |  |  |  | 10 | 10 | [18 empty] | Battery
3579 | 2576 |  |  |  |  | 1 |  |  |  |  | 7.6 | 7.6 | [18 empty] | Battery
3580 | 2577 |  |  |  |  | 1 |  |  |  |  | 17 | 17 | [18 empty] | Battery
3581 | 2578 |  |  |  |  | 1 |  |  |  |  | 16.97 | 16.97 | [18 empty] | Battery
3582 | 2579 |  |  |  |  | 1 |  |  |  |  | 4.5 | 4.5 | [18 empty] | Battery
3583 | 2580 |  |  |  |  | 1 |  |  |  |  | 8.5 | 8.5 | [18 empty] | Battery
3584 | 2581 |  |  |  |  | 1 |  |  |  |  | 20 | 20 | [18 empty] | Battery
3585 | 2582 |  |  |  |  | 1 |  |  |  |  | 491.7 | 491.7 | [18 empty] | Battery
3586 | 2583 |  |  |  |  | 1 |  |  |  |  | 9 | 9 | [18 empty] | Battery
3587 | 2584 |  |  |  |  | 1 |  |  |  |  | 10 | 10 | [18 empty] | Battery
3588 | 2585 |  |  |  |  | 1 |  |  |  |  | 6 | 6 | [18 empty] | Battery
3589 | 2586 |  |  |  |  | 1 |  |  |  |  | 15 | 15 | [18 empty] | Battery
3590 | 2587 |  |  |  |  | 1 |  |  |  |  | 5 | 5 | [18 empty] | Battery
3591 | 2588 |  |  |  |  | 1 |  |  |  |  | 19.2 | 19.2 | [18 empty] | Battery
3592 | 2589 |  |  |  |  | 1 |  |  |  |  | 11.6 | 11.6 | [18 empty] | Battery
3593 | 2590 |  |  |  |  | 1 |  |  |  |  | 11.6 | 11.6 | [18 empty] | Battery
3594 | 2591 |  |  |  |  | 1 |  |  |  |  | 15 | 15 | [18 empty] | Battery
3595 | 2592 |  |  |  |  | 1 |  |  |  |  | 10 | 10 | [18 empty] | Battery
3596 | 2593 |  |  |  |  | 1 |  |  |  |  | 20 | 20 | [18 empty] | Battery
3597 | 2594 |  |  |  |  | 1 |  |  |  |  | 1.92 | 1.92 | [18 empty] | Battery
3598 | 2595 |  |  |  |  | 1 |  |  |  |  | 15 | 15 | [18 empty] | Battery
3599 | 2596 |  |  |  |  | 1 |  |  |  |  | 11.6 | 11.6 | [18 empty] | Battery
3600 | 2597 |  |  |  |  | 1 |  |  |  |  | 11.6 | 11.6 | [18 empty] | Battery
3601 | 2598 |  |  |  |  | 1 |  |  |  |  | 11.6 | 11.6 | [18 empty] | Battery
3602 | 2599 |  |  |  |  | 1 |  |  |  |  | 5 | 5 | [18 empty] | Battery
3603 | 2600 |  |  |  |  | 1 |  |  |  |  | 10 | 10 | [18 empty] | Battery
3604 | 2601 |  |  |  |  | 1 |  |  |  |  | 10 | 10 | [18 empty] | Battery
3605 | 2602 |  |  |  |  | 1 |  |  |  |  | 5 | 5 | [18 empty] | Battery
3606 | 2603 |  |  |  |  | 1 |  |  |  |  | 5 | 5 | [18 empty] | Battery
3607 | 2604 |  |  |  |  | 1 |  |  |  |  | 5 | 5 | [18 empty] | Battery
3608 | 2605 |  |  |  |  | 1 |  |  |  |  | 9 | 9 | [18 empty] | Battery
3609 | 2606 |  |  |  |  | 1 |  |  |  |  | 7.7 | 7.7 | [18 empty] | Battery
3610 | 2607 |  |  |  |  | 1 |  |  |  |  | 5 | 5 | [18 empty] | Battery
3611 | 2608 |  |  |  |  | 1 |  |  |  |  | 10 | 10 | [18 empty] | Battery
3612 | 2609 |  |  |  |  | 1 |  |  |  |  | 7.7 | 7.7 | [18 empty] | Battery
3613 | 2610 |  |  |  |  | 1 |  |  |  |  | 9.3 | 9.3 | [18 empty] | Battery
3614 | 2611 |  |  |  |  | 1 |  |  |  |  | 5 | 5 | [18 empty] | Battery
3615 | 2612 |  |  |  |  | 1 |  |  |  |  | 10.4 | 10.4 | [18 empty] | Battery
3616 | 2613 |  |  |  |  | 1 |  |  |  |  | 5.8 | 5.8 | [18 empty] | Battery
3617 | 2614 |  |  |  |  | 1 |  |  |  |  | 3.8 | 3.8 | [18 empty] | Battery
3618 | 2615 |  |  |  |  | 1 |  |  |  |  | 9.6 | 9.6 | [18 empty] | Battery
3619 | 2616 |  |  |  |  | 1 |  |  |  |  | 5 | 5 | [18 empty] | Battery
3620 | 2617 |  |  |  |  | 1 |  |  |  |  | 3.8 | 3.8 | [18 empty] | Battery
3621 | 2618 |  |  |  |  | 1 |  |  |  |  | 5 | 5 | [18 empty] | Battery
3622 | 2619 |  |  |  |  | 1 |  |  |  |  | 5 | 5 | [18 empty] | Battery
3623 | 2620 |  |  |  |  | 1 |  |  |  |  | 15 | 15 | [18 empty] | Battery
3624 | 2621 |  |  |  |  | 1 |  |  |  |  | 10 | 10 | [18 empty] | Battery
3625 | 2622 |  |  |  |  | 1 |  |  |  |  | 10 | 10 | [18 empty] | Battery
3626 | 2623 |  |  |  |  | 1 |  |  |  |  | 10 | 10 | [18 empty] | Battery
3627 | 2624 |  |  |  |  | 1 |  |  |  |  | 5 | 5 | [18 empty] | Battery
3628 | 2625 |  |  |  |  | 1 |  |  |  |  | 10 | 10 | [18 empty] | Battery
3629 | 2626 |  |  |  |  | 1 |  |  |  |  | 5 | 5 | [18 empty] | Battery
3630 | 2627 |  |  |  |  | 1 | 2995.2 | 2995.2 | [24 empty] | 1 | Solar | Solar PV | Outdoor - Ground Level/Mounted | Inverter | [5 empty] | 25 | 180
3631 | 2628 |  |  |  |  | 1 | 3355.82 | 3355.82 | [25 empty] | Solar | Solar PV | Outdoor - Ground Level/Mounted | Inverter | [5 empty] | 55 | 180
3632 | 2629 |  |  |  |  | 1 |  |  |  |  | 1920 | 1920 | 4360 | 4360 | [16 empty] | Battery | Lithium Ion (LI-ION) |  |  |  | Outdoor - Ground Level/Mounted
3633 | 2630 |  |  |  |  | 1 |  |  |  |  | 1026 | 1026 | 4104 | 4104 | [16 empty] | Battery | Lithium Ion (LI-ION) |  |  |  | Outdoor - Ground Level/Mounted
3634 | 2631 |  |  |  |  | 1 |  |  |  |  | 1000 | 1000 | 2000 | 2000 | [16 empty] | Battery |  |  |  |  | Outdoor - Ground Level/Mounted
3635 | 2632 |  |  | Capstone Turbine Corporation | C65 | 4 | 65 | 260 | 388 | 1552 | [22 empty] | 4 | Natural Gas | Microturbine | [5 empty] | 25 | 71
3636 | 2633 |  |  | Capstone Turbine Corporation | C65 | 2 | 65 | 130 | 388 | 776 | [22 empty] | 2 | Natural Gas | Microturbine | [5 empty] | 25 | 71
3637 | 2634 |  |  |  |  | 1 | 1310.4 | 1310.4 | [24 empty] | 1 | Solar | Solar PV | Outdoor - Ground Level/Mounted | Inverter | [5 empty] | 25 | 180
3638 | 2635 |  |  |  |  | 1 | 1310.4 | 1310.4 | [24 empty] | 1 | Solar | Solar PV | Outdoor - Ground Level/Mounted | Inverter | [5 empty] | 25 | 180
3639 | 2636 |  |  |  |  | 1 | 6998.94 | 6998.94 | [25 empty] | Solar | Solar PV | Outdoor - Ground Level/Mounted | Inverter | [5 empty] | 30 | 180
3640 | 2637 |  |  |  |  | 1 | 5888.48 | 5888.48 | [25 empty] | Solar | Solar PV | Outdoor - Ground Level/Mounted | Inverter | [5 empty] | 55 | 180
3641 | 2638 |  |  |  |  | 1 | 1252.16 | 1252.16 | [24 empty] | 1 | Solar | Solar PV | Outdoor - Ground Level/Mounted | Inverter
3642 | 2639 |  |  |  |  | 1 | 6908.4 | 6908.4 | [24 empty] | 1 | Solar | Solar PV | Outdoor - Ground Level/Mounted | Inverter | [5 empty] | 25 | 180
3643 | 2640 |  |  |  |  | 1 | 3001.68 | 3001.68 | [24 empty] | 1 | Solar | Solar PV | Outdoor - Ground Level/Mounted | Inverter | [5 empty] | 25 | 180
3644 | 2641 |  |  |  |  | 1 | 7051.2 | 7051.2 | [25 empty] | Solar | Solar PV | Outdoor - Ground Level/Mounted | Inverter | [5 empty] | 25 | 205
3645 | 2642 |  |  |  |  | 1 | 5998.68 | 5998.68 | [25 empty] | Solar | Solar PV | Outdoor - Ground Level/Mounted | Inverter | [5 empty] | 55 | 180
3646 | 2643 |  |  |  |  | 1 |  |  |  |  | 5 | 5 | [18 empty] | Battery
3647 | 2644 |  |  |  |  | 1 |  |  |  |  | 15 | 15 | [18 empty] | Battery
3648 | 2645 |  |  |  |  | 1 |  |  |  |  | 5 | 5 | [18 empty] | Battery
3649 | 2646 |  |  |  |  | 1 |  |  |  |  | 5 | 5 | [18 empty] | Battery
3650 | 2647 |  |  |  |  | 1 |  |  |  |  | 10 | 10 | [18 empty] | Battery
3651 | 2648 |  |  |  |  | 1 |  |  |  |  | 10 | 10 | [18 empty] | Battery
3652 | 2649 |  |  |  |  | 1 |  |  |  |  | 10 | 10 | [18 empty] | Battery
3653 | 2650 |  |  |  |  | 1 |  |  |  |  | 5 | 5 | [18 empty] | Battery
3654 | 2651 |  |  |  |  | 1 |  |  |  |  | 10 | 10 | [18 empty] | Battery
3655 | 2652 |  |  |  |  | 1 |  |  |  |  | 15 | 15 | [18 empty] | Battery
3656 | 2653 |  |  |  |  | 1 |  |  |  |  | 20 | 20 | [18 empty] | Battery
3657 | 2654 |  |  |  |  | 1 |  |  |  |  | 5 | 5 | [18 empty] | Battery
3658 | 2655 |  |  |  |  | 1 |  |  |  |  | 5 | 5 | [18 empty] | Battery
3659 | 2656 |  |  |  |  | 1 |  |  |  |  | 5 | 5 | [18 empty] | Battery
3660 | 2657 |  |  |  |  | 1 |  |  |  |  | 5 | 5 | [18 empty] | Battery
3661 | 2658 |  |  |  |  | 1 |  |  |  |  | 10 | 10 | [18 empty] | Battery
3662 | 2659 |  |  |  |  | 1 |  |  |  |  | 5 | 5 | [18 empty] | Battery
3663 | 2660 |  |  |  |  | 1 |  |  |  |  | 5 | 5 | [18 empty] | Battery
3664 | 2661 |  |  |  |  | 1 |  |  |  |  | 5 | 5 | [18 empty] | Battery
3665 | 2662 |  |  |  |  | 1 |  |  |  |  | 15 | 15 | [18 empty] | Battery
3666 | 2663 |  |  |  |  | 1 |  |  |  |  | 15 | 15 | [18 empty] | Battery
3667 | 2664 |  |  |  |  | 1 |  |  |  |  | 6.7 | 6.7 | [18 empty] | Battery
3668 | 2665 |  |  |  |  | 1 |  |  |  |  | 10 | 10 | [18 empty] | Battery
3669 | 2666 |  |  |  |  | 1 |  |  |  |  | 5 | 5 | [18 empty] | Battery
3670 | 2667 |  |  |  |  | 1 |  |  |  |  | 4.5 | 4.5 | [18 empty] | Battery
3671 | 2668 |  |  |  |  | 1 |  |  |  |  | 5 | 5 | [18 empty] | Battery
3672 | 2669 |  |  |  |  | 1 |  |  |  |  | 5 | 5 | [18 empty] | Battery
3673 | 2670 |  |  |  |  | 1 |  |  |  |  | 5 | 5 | [18 empty] | Battery
3674 | 2671 |  |  |  |  | 1 |  |  |  |  | 15 | 15 | [18 empty] | Battery
3675 | 2672 |  |  |  |  | 1 |  |  |  |  | 15 | 15 | [18 empty] | Battery
3676 | 2673 |  |  |  |  | 1 |  |  |  |  | 5 | 5 | [18 empty] | Battery
3677 | 2674 |  |  |  |  | 1 |  |  |  |  | 6.7 | 6.7 | [18 empty] | Battery
3678 | 2675 |  |  |  |  | 1 |  |  |  |  | 20 | 20 | [18 empty] | Battery
3679 | 2676 |  |  |  |  | 1 |  |  |  |  | 10 | 10 | [18 empty] | Battery
3680 | 2677 |  |  |  |  | 1 |  |  |  |  | 10 | 10 | [18 empty] | Battery
3681 | 2678 |  |  |  |  | 1 |  |  |  |  | 10 | 10 | [18 empty] | Battery
3682 | 2679 |  |  |  |  | 1 |  |  |  |  | 10 | 10 | [18 empty] | Battery
3683 | 2680 |  |  |  |  | 1 |  |  |  |  | 15 | 15 | [18 empty] | Battery
3684 | 2681 |  |  |  |  | 1 |  |  |  |  | 10 | 10 | [18 empty] | Battery
3685 | 2682 |  |  |  |  | 1 | 2593.46 | 2593.46 | [24 empty] | 1 | Solar | Solar PV | Outdoor - Ground Level/Mounted | Inverter | [5 empty] | 25 | 180
3686 | 2683 |  |  |  |  | 1 | 2457.84 | 2457.84 | [24 empty] | 1 | Solar | Solar PV | Outdoor - Rooftop | Inverter | [5 empty] | 10 | 227
3687 | 2684 |  |  |  |  | 1 | 2104.05 | 2104.05 | [24 empty] | 1 | Solar | Solar PV | Outdoor - Ground Level/Mounted | Inverter | [5 empty] | 20 | 180
3688 | 2685 |  |  |  |  | 1 | 7165.56 | 7165.56 | [24 empty] | 1 | Solar | Solar PV | Outdoor - Ground Level/Mounted | Inverter | [5 empty] | 25 | 180
3689 | 2686 |  |  |  |  | 1 | 6132.78 | 6132.78 | [24 empty] | 1 | Solar | Solar PV | Outdoor - Ground Level/Mounted | Inverter | [5 empty] | 25 | 180
3690 | 2687 |  |  |  |  | 1 | 5281.2 | 5281.2 | [24 empty] | 1 | Solar | Solar PV | Outdoor - Ground Level/Mounted | Inverter | [5 empty] | 25 | 180
3691 | 2688 |  |  |  |  | 1 | 6820.74 | 6820.74 | [24 empty] | 1 | Solar | Solar PV | Outdoor - Ground Level/Mounted | Inverter | [5 empty] | 25 | 180
3692 | 2689 |  |  |  |  | 1 | 5832 | 5832 | [24 empty] | 1 | Solar | Solar PV | Outdoor - Ground Level/Mounted | Inverter | [5 empty] | 25 | 180
3693 | 2690 |  |  |  |  | 1 | 6943.32 | 6943.32 | [24 empty] | 1 | Solar | Solar PV | Outdoor - Ground Level/Mounted | Inverter | [5 empty] | 25 | 180
3694 | 2691 |  |  |  |  | 1 | 7507.08 | 7507.08 | [25 empty] | Solar | Solar PV | Outdoor - Ground Level/Mounted | Inverter | [6 empty] | 180
3695 | 2692 |  |  |  |  | 1 | 3001.32 | 3001.32 | [25 empty] | Solar | Solar PV | Outdoor - Ground Level/Mounted | Inverter | [5 empty] | 20 | 180
3696 | 2693 |  |  |  |  | 1 | 5876.875 | 5876.875 | [25 empty] | Solar | Solar PV | Outdoor - Ground Level/Mounted | Inverter | [5 empty] | 20 | 180
3697 | 2694 |  |  |  |  | 1 | 5877.25 | 5877.25 | [25 empty] | Solar | Solar PV | Outdoor - Ground Level/Mounted | Inverter | [5 empty] | 20 | 180
3698 | 2695 |  |  |  |  | 1 | 3019.68 | 3019.68 | [25 empty] | Solar | Solar PV | Outdoor - Ground Level/Mounted | Inverter | [5 empty] | 20 | 180
3699 | 2696 |  |  | Martin Energy Group | MEG-1005NS | 1 | 1005 | 1005 | 4166.915 | 4166.915 | [22 empty] | 1 | Natural Gas | Reciprocating Engine |  | Synchronous Generator |  |  |  | 36.66 | 78.42
3700 | 2697 |  |  |  |  | 1 | 7160.4 | 7160.4 | [25 empty] | Solar | Solar PV | Outdoor - Ground Level/Mounted | Inverter | [5 empty] | 210 | 25
3701 | 2698 |  |  |  |  | 1 | 4424.42 | 4424.42 | [25 empty] | Solar | Solar PV | Outdoor - Ground Level/Mounted | Inverter | [5 empty] | 180 | 60
3702 | 2699 |  |  |  |  | 1 | 6147.64 | 6147.64 | [25 empty] | Solar | Solar PV | Outdoor - Ground Level/Mounted | Inverter | [5 empty] | 25 | 180
3703 | 2700 |  |  |  |  | 1 | 2616.3 | 2616.3 | [24 empty] | 1 | Solar | Solar PV | Outdoor - Ground Level/Mounted | Inverter | [5 empty] | 20 | 180
3704 | 2702 |  |  |  |  | 1 | 6907.2 | 6907.2 | [24 empty] | 1 | Solar | Solar PV | Outdoor - Ground Level/Mounted | Inverter | [5 empty] | 25 | 180
3705 | 2703 |  |  |  |  | 1 | 6908.4 | 6908.4 | [24 empty] | 1 | Solar | Solar PV | Outdoor - Ground Level/Mounted | Inverter | [5 empty] | 25 | 180
3706 | 2701 |  |  |  |  | 1 | 7564.32 | 7564.32 | [24 empty] | 1 | Solar | Solar PV | Outdoor - Ground Level/Mounted | Inverter | [5 empty] | 15 | 213
3707 | 2704 |  |  |  |  | 1 | 3374.8 | 3374.8 | [24 empty] | 1 | Solar | Solar PV | Outdoor - Ground Level/Mounted | Inverter | [5 empty] | 20 | 0
3708 | 2705 |  |  |  |  | 1 | 7504.77 | 7504.77 | [24 empty] | 1 | Solar | Solar PV | Outdoor - Ground Level/Mounted | Inverter | [5 empty] | 25 | 180
3709 | 2706 |  |  |  |  | 1 | 7502.82 | 7502.82 | [24 empty] | 1 | Solar | Solar PV | Outdoor - Ground Level/Mounted | Inverter | [5 empty] | 25 | 180
3710 | 2707 |  |  |  |  | 1 | 4694.76 | 4694.76 | [25 empty] | Solar | Solar PV | Outdoor - Ground Level/Mounted | Inverter | [5 empty] | 25 | 180
3711 | 2708 |  |  |  |  | 1 | 2358.14 | 2358.14 | [25 empty] | Solar | Solar PV | Outdoor - Ground Level/Mounted | Inverter | [5 empty] | 25 | 180
3712 | 2709 |  |  | Yanmar | CP35D1-TNUG | 2 | 35 | 70 | 204.12 | 408.24 | [22 empty] | 1 | Natural Gas | Reciprocating Engine |  | Inverter |  |  |  | 25.2 | 78.6
3713 | 2710 |  |  | Aegis Energy Services, Inc. | Aegen PowerVerter 100 | 1 | 100 | 100 | 643.2 | 643.2 | [22 empty] | 1 | Natural Gas | Reciprocating Engine |  | Inverter |  |  |  | 25.2 | 76.9
3714 | 2711 |  |  |  |  | 1 |  |  |  |  | 10 | 10 | [18 empty] | Battery
3715 | 2712 |  |  |  |  | 1 |  |  |  |  | 10 | 10 | [18 empty] | Battery
3716 | 2713 |  |  |  |  | 1 |  |  |  |  | 10 | 10 | [18 empty] | Battery
3717 | 2714 |  |  |  |  | 1 |  |  |  |  | 10 | 10 | [18 empty] | Battery
3718 | 2715 |  |  |  |  | 1 |  |  |  |  | 15 | 15 | [18 empty] | Battery
3719 | 2716 |  |  |  |  | 1 |  |  |  |  | 10 | 10 | [18 empty] | Battery
3720 | 2717 |  |  |  |  | 1 |  |  |  |  | 5 | 5 | [18 empty] | Battery
3721 | 2718 |  |  |  |  | 1 |  |  |  |  | 5 | 5 | [18 empty] | Battery
3722 | 2719 |  |  |  |  | 1 |  |  |  |  | 5 | 5 | [18 empty] | Battery
3723 | 2720 |  |  |  |  | 1 |  |  |  |  | 5 | 5 | [18 empty] | Battery
3724 | 2721 |  |  |  |  | 1 |  |  |  |  | 10 | 10 | [18 empty] | Battery
3725 | 2722 |  |  |  |  | 1 |  |  |  |  | 5 | 5 | [18 empty] | Battery
3726 | 2723 |  |  |  |  | 1 |  |  |  |  | 10 | 10 | [18 empty] | Battery
3727 | 2724 |  |  |  |  | 1 |  |  |  |  | 10 | 10 | [18 empty] | Battery
3728 | 2725 |  |  |  |  | 1 |  |  |  |  | 15 | 15 | [18 empty] | Battery
3729 | 2726 |  |  |  |  | 1 |  |  |  |  | 6.7 | 6.7 | [18 empty] | Battery
3730 | 2727 |  |  |  |  | 1 |  |  |  |  | 5 | 5 | [18 empty] | Battery
3731 | 2728 |  |  |  |  | 1 |  |  |  |  | 5 | 5 | [18 empty] | Battery
3732 | 2729 |  |  |  |  | 1 |  |  |  |  | 5 | 5 | [18 empty] | Battery
3733 | 2730 |  |  |  |  | 1 |  |  |  |  | 5 | 5 | [18 empty] | Battery
3734 | 2731 |  |  |  |  | 1 |  |  |  |  | 10 | 10 | [18 empty] | Battery
3735 | 2732 |  |  |  |  | 1 |  |  |  |  | 2.85 | 2.85 | [18 empty] | Battery
3736 | 2733 |  |  |  |  | 1 |  |  |  |  | 5 | 5 | [18 empty] | Battery
3737 | 2734 |  |  |  |  | 1 |  |  |  |  | 10 | 10 | [18 empty] | Battery
3738 | 2735 |  |  |  |  | 1 |  |  |  |  | 10 | 10 | [18 empty] | Battery
3739 | 2736 |  |  |  |  | 1 |  |  |  |  | 5 | 5 | [18 empty] | Battery
3740 | 2737 |  |  |  |  | 1 |  |  |  |  | 10 | 10 | [18 empty] | Battery
3741 | 2738 |  |  |  |  | 1 |  |  |  |  | 10 | 10 | [18 empty] | Battery
3742 | 2739 |  |  |  |  | 1 |  |  |  |  | 5 | 5 | [18 empty] | Battery
3743 | 2740 |  |  |  |  | 1 |  |  |  |  | 15 | 15 | [18 empty] | Battery
3744 | 2741 |  |  |  |  | 1 |  |  |  |  | 10 | 10 | [18 empty] | Battery
3745 | 2742 |  |  |  |  | 1 |  |  |  |  | 10 | 10 | [18 empty] | Battery
3746 | 2743 |  |  |  |  | 1 |  |  |  |  | 5 | 5 | [18 empty] | Battery
3747 | 2744 |  |  |  |  | 1 |  |  |  |  | 10 | 10 | [18 empty] | Battery
3748 | 2745 |  |  |  |  | 1 |  |  |  |  | 10 | 10 | [18 empty] | Battery
3749 | 2746 |  |  |  |  | 1 |  |  |  |  | 10 | 10 | [18 empty] | Battery
3750 | 2747 |  |  |  |  | 1 |  |  |  |  | 10 | 10 | [18 empty] | Battery
3751 | 2748 |  |  |  |  | 1 |  |  |  |  | 10 | 10 | [18 empty] | Battery
3752 | 2749 |  |  |  |  | 1 |  |  |  |  | 10 | 10 | [18 empty] | Battery
3753 | 2750 |  |  |  |  | 1 |  |  |  |  | 15 | 15 | [18 empty] | Battery
3754 | 2751 |  |  |  |  | 1 |  |  |  |  | 10 | 10 | [18 empty] | Battery
3755 | 2752 |  |  |  |  | 1 |  |  |  |  | 15 | 15 | [18 empty] | Battery
3756 | 2753 |  |  |  |  | 1 |  |  |  |  | 10 | 10 | [18 empty] | Battery
3757 | 2754 |  |  |  |  | 1 |  |  |  |  | 5 | 5 | [18 empty] | Battery
3758 | 2755 |  |  |  |  | 1 |  |  |  |  | 5 | 5 | [18 empty] | Battery
3759 | 2756 |  |  |  |  | 1 |  |  |  |  | 10 | 10 | [18 empty] | Battery
3760 | 2757 |  |  |  |  | 1 |  |  |  |  | 15 | 15 | [18 empty] | Battery
3761 | 2758 |  |  |  |  | 1 |  |  |  |  | 5 | 5 | [18 empty] | Battery
3762 | 2759 |  |  |  |  | 1 |  |  |  |  | 5 | 5 | [18 empty] | Battery
3763 | 2760 |  |  |  |  | 1 |  |  |  |  | 10 | 10 | [18 empty] | Battery
3764 | 2761 |  |  |  |  | 1 |  |  |  |  | 5 | 5 | [18 empty] | Battery
3765 | 2762 |  |  |  |  | 1 |  |  |  |  | 10 | 10 | [18 empty] | Battery
3766 | 2763 |  |  |  |  | 1 |  |  |  |  | 5 | 5 | [18 empty] | Battery
3767 | 2764 |  |  |  |  | 1 |  |  |  |  | 10 | 10 | [18 empty] | Battery
3768 | 2765 |  |  |  |  | 1 |  |  |  |  | 1.27 | 1.27 | [18 empty] | Battery
3769 | 2766 |  |  |  |  | 1 |  |  |  |  | 10 | 10 | [18 empty] | Battery
3770 | 2767 |  |  |  |  | 1 |  |  |  |  | 10 | 10 | [18 empty] | Battery
3771 | 2768 |  |  |  |  | 1 |  |  |  |  | 10 | 10 | [18 empty] | Battery
3772 | 2769 |  |  |  |  | 1 |  |  |  |  | 10 | 10 | [18 empty] | Battery
3773 | 2770 |  |  |  |  | 1 |  |  |  |  | 6.7 | 6.7 | [18 empty] | Battery
3774 | 2771 |  |  |  |  | 1 |  |  |  |  | 10 | 10 | [18 empty] | Battery
3775 | 2772 |  |  |  |  | 1 |  |  |  |  | 6.7 | 6.7 | [18 empty] | Battery
3776 | 2773 |  |  |  |  | 1 |  |  |  |  | 15 | 15 | [18 empty] | Battery
3777 | 2774 |  |  |  |  | 1 |  |  |  |  | 15 | 15 | [18 empty] | Battery
3778 | 2775 |  |  |  |  | 1 |  |  |  |  | 10 | 10 | [18 empty] | Battery
3779 | 2776 |  |  |  |  | 1 |  |  |  |  | 10 | 10 | [18 empty] | Battery
3780 | 2777 |  |  |  |  | 1 |  |  |  |  | 10 | 10 | [18 empty] | Battery
3781 | 2778 |  |  |  |  | 1 |  |  |  |  | 3.84 | 3.84 | [18 empty] | Battery
3782 | 2779 |  |  |  |  | 1 |  |  |  |  | 10 | 10 | [18 empty] | Battery
3783 | 2780 |  |  |  |  | 1 |  |  |  |  | 2.85 | 2.85 | [18 empty] | Battery
3784 | 2781 |  |  |  |  | 1 |  |  |  |  | 15 | 15 | [18 empty] | Battery
3785 | 2782 |  |  |  |  | 1 |  |  |  |  | 10 | 10 | [18 empty] | Battery
3786 | 2783 |  |  |  |  | 1 |  |  |  |  | 5 | 5 | [18 empty] | Battery
3787 | 2784 |  |  |  |  | 1 |  |  |  |  | 18 | 18 | [18 empty] | Battery
3788 | 2785 |  |  |  |  | 1 |  |  |  |  | 10 | 10 | [18 empty] | Battery
3789 | 2786 |  |  |  |  | 1 |  |  |  |  | 10 | 10 | [18 empty] | Battery
3790 | 2787 |  |  |  |  | 1 |  |  |  |  | 10 | 10 | [18 empty] | Battery
3791 | 2788 |  |  |  |  | 1 |  |  |  |  | 10 | 10 | [18 empty] | Battery
3792 | 2789 |  |  |  |  | 1 |  |  |  |  | 5 | 5 | [18 empty] | Battery
3793 | 2790 |  |  |  |  | 1 |  |  |  |  | 5 | 5 | [18 empty] | Battery
3794 | 2791 |  |  |  |  | 1 |  |  |  |  | 10 | 10 | [18 empty] | Battery
3795 | 2792 |  |  |  |  | 1 |  |  |  |  | 5 | 5 | [18 empty] | Battery
3796 | 2793 |  |  |  |  | 1 |  |  |  |  | 10 | 10 | [18 empty] | Battery
3797 | 2794 |  |  |  |  | 1 |  |  |  |  | 10 | 10 | [18 empty] | Battery
3798 | 2795 |  |  |  |  | 1 |  |  |  |  | 15 | 15 | [18 empty] | Battery
3799 | 2796 |  |  |  |  | 1 |  |  |  |  | 10 | 10 | [18 empty] | Battery
3800 | 2797 |  |  |  |  | 1 |  |  |  |  | 5 | 5 | [18 empty] | Battery
3801 | 2798 |  |  |  |  | 1 |  |  |  |  | 20 | 20 | [18 empty] | Battery
3802 | 2799 |  |  |  |  | 1 |  |  |  |  | 5 | 5 | [18 empty] | Battery
3803 | 2800 |  |  |  |  | 1 |  |  |  |  | 5 | 5 | [18 empty] | Battery
3804 | 2801 |  |  |  |  | 1 |  |  |  |  | 9.3 | 9.3 | [18 empty] | Battery
3805 | 2802 |  |  |  |  | 1 |  |  |  |  | 10 | 10 | [18 empty] | Battery
3806 | 2803 |  |  |  |  | 1 |  |  |  |  | 10 | 10 | [18 empty] | Battery
3807 | 2804 |  |  |  |  | 1 |  |  |  |  | 15 | 15 | [18 empty] | Battery
3808 | 2805 |  |  |  |  | 1 |  |  |  |  | 5 | 5 | [18 empty] | Battery
3809 | 2806 |  |  |  |  | 1 | 4954.42 | 4954.42 | [24 empty] | 1 | Solar | Solar PV | Outdoor - Ground Level/Mounted | Inverter | [5 empty] | 25 | 180
3810 | 2807 |  |  |  |  | 1 |  |  |  |  | 2500 | 2500 | 10000 | 10000 | [16 empty] | Battery | Lithium Ion (LI-ION) |  |  |  | Outdoor - Ground Level/Mounted
3811 | 2808 |  |  |  |  | 1 | 7038.36 | 7038.36 | [25 empty] | Solar | Solar PV | Outdoor - Ground Level/Mounted | Inverter | [5 empty] | 25 | 0
3812 | 2809 |  |  |  |  | 1 | 6265.62 | 6265.62 | [25 empty] | Solar | Solar PV | Outdoor - Ground Level/Mounted | Inverter | [5 empty] | 25 | 180
3813 | 2810 |  |  |  |  | 1 | 7508.54 | 7508.54 | [24 empty] | 1 | Solar | Solar PV | Outdoor - Ground Level/Mounted | Inverter | [5 empty] | 25 | 180
3814 | 2811 |  |  |  |  | 1 | 6804.91 | 6804.91 | [25 empty] | Solar | Solar PV | Outdoor - Ground Level/Mounted | Inverter | [5 empty] | 60 | 180
3815 | 2812 |  |  |  |  | 1 | 4989.6 | 4989.6 | [25 empty] | Solar | Solar PV | Outdoor - Ground Level/Mounted | Inverter | [5 empty] | 20 | 180
3816 | 2813 |  |  |  |  | 1 | 2942.94 | 2942.94 | [25 empty] | Solar | Solar PV | Outdoor - Ground Level/Mounted | Inverter | [5 empty] | 52 | 180
3817 | 2814 |  |  |  |  | 1 | 7502.04 | 7502.04 | [25 empty] | Solar | Solar PV | Outdoor - Ground Level/Mounted | Inverter | [5 empty] | 25 | 180
3818 | 2815 |  |  | Aegis Energy Services, Inc. | Aegen PowerVerter PV-75 | 1 | 75 | 75 | 523 | 523 | [22 empty] | 1 | Natural Gas | Reciprocating Engine | Indoor - Basement | Inverter |  |  |  | 24.1 | 79.3
3819 | 2816 |  |  |  |  | 1 | 6951.42 | 6951.42 | [24 empty] | 1 | Solar | Solar PV | Outdoor - Ground Level/Mounted | Inverter | [6 empty] | 180
3820 | 2817 |  |  |  |  | 1 | 2661.12 | 2661.12 | [24 empty] | 1 | Solar | Solar PV | Outdoor - Ground Level/Mounted | Inverter | [5 empty] | 30 | 180
3821 | 2819 |  |  |  |  | 1 | 6544.46 | 6544.46 | [24 empty] | 1 | Solar | Solar PV | Outdoor - Ground Level/Mounted | Inverter | [5 empty] | 0 | 180
3822 | 2820 |  |  |  |  | 1 | 6899.85 | 6899.85 | [24 empty] | 1 | Solar | Solar PV | Outdoor - Ground Level/Mounted | Inverter | [5 empty] | 25 | 180
3823 | 2821 |  |  |  |  | 1 | 7500 | 7500 | [24 empty] | 1 | Solar | Solar PV | Outdoor - Ground Level/Mounted | Inverter | [5 empty] | 25 | 180
3824 | 2822 |  |  |  |  | 1 | 7498.92 | 7498.92 | [24 empty] | 1 | Solar | Solar PV | Outdoor - Ground Level/Mounted | Inverter | [5 empty] | 25 | 180
3825 | 2823 |  |  |  |  | 1 | 7497.49 | 7497.49 | [24 empty] | 1 | Solar | Solar PV | Outdoor - Ground Level/Mounted | Inverter | [5 empty] | 25 | 180
3826 | 2824 |  |  |  |  | 1 | 7421.96 | 7421.96 | [24 empty] | 1 | Solar | Solar PV | Outdoor - Ground Level/Mounted | Inverter | [5 empty] | 25 | 180
3827 | 2825 |  |  |  |  | 1 | 6453.81 | 6453.81 | [24 empty] | 1 | Solar | Solar PV | Outdoor - Ground Level/Mounted | Inverter | [5 empty] | 25 | 180
3828 | 2826 |  |  |  |  | 1 | 7493.2 | 7493.2 | [24 empty] | 1 | Solar | Solar PV | Outdoor - Ground Level/Mounted | Inverter | [5 empty] | 20 | 0
3829 | 2827 |  |  |  |  | 1 |  |  |  |  | 2000 | 2000 | 7698 | 7698 | [16 empty] | Battery | Lithium Ion (LI-ION) |  |  |  | Outdoor - Ground Level/Mounted
3830 | 2828 |  |  |  |  | 1 | 2630.88 | 2630.88 | [25 empty] | Solar | Solar PV | Outdoor - Ground Level/Mounted | Inverter | [6 empty] | 180
3831 | 2829 |  |  | RICE | ER265UL | 1 | 265 | 265 | 1265.5 | 1265.5 | [22 empty] | 1 | Natural Gas | Reciprocating Engine | [5 empty] | 31.8 | 81.62
3832 | 2830 |  |  | RICE | ER265UL | 2 | 265 | 530 | 1265.5 | 2531 | [22 empty] | 2 | Natural Gas | Reciprocating Engine | [5 empty] | 31.8 | 81.62
3833 | 2831 |  |  | Capstone Turbine Corporation | C1000 | 1 | 1000 | 1000 | 4410 | 4410 | [22 empty] | 5 | Natural Gas | Microturbine |  | Inverter |  |  |  | 28 | 67
3834 | 2833 |  |  |  |  | 1 |  |  |  |  | 565 | 565 | 2260 | 2260 | [16 empty] | Battery | Lithium Ion (LI-ION)
3836 | 2835 |  |  |  |  | 1 |  |  |  |  | 2475 | 2475 | 8000 | 8000 | [16 empty] | Battery
3837 | 2836 |  |  |  |  | 1 | 4482.12 | 4482.12 | [24 empty] | 1 | Solar | Solar PV | Outdoor - Ground Level/Mounted | Inverter | [5 empty] | 25 | 180
3838 | 2837 |  |  |  |  | 1 | 7207.2 | 7207.2 | [24 empty] | 1 | Solar | Solar PV | Outdoor - Ground Level/Mounted | Inverter | [5 empty] | 25 | 180
3839 | 2838 |  |  |  |  | 1 | 3769.74 | 3769.74 | [25 empty] | Solar | Solar PV | Outdoor - Ground Level/Mounted | Inverter | [5 empty] | 180 | 25
3840 | 2839 |  |  |  |  | 1 |  |  |  |  | 5000 | 5000 | 15229 | 15229 | [16 empty] | Battery | Lithium Ion (LI-ION) |  |  |  | Outdoor - Ground Level/Mounted
3841 | 2840 |  |  |  |  | 1 | 6928.74 | 6928.74 | [25 empty] | Solar | Solar PV | Outdoor - Ground Level/Mounted | Inverter | [5 empty] | 25 | 180
3842 | 2841 |  |  |  |  | 1 | 2838.24 | 2838.24 | [24 empty] | 1 | Solar | Solar PV | Outdoor - Ground Level/Mounted | Inverter | [5 empty] | 20 | 180
3843 | 2842 |  |  |  |  | 1 | 6517.8 | 6517.8 | [24 empty] | 1 | Solar | Solar PV | Outdoor - Ground Level/Mounted | Inverter | [5 empty] | 0 | 0
3844 | 2843 |  |  |  |  | 1 | 3002.67 | 3002.67 | [24 empty] | 1 | Solar | Solar PV | Outdoor - Ground Level/Mounted | Inverter | [5 empty] | 0 | 0
3845 | 2844 |  |  | AB | Ecomax 15 | 1 | 1429 | 1429 | 5454 | 5454 | [22 empty] | 1 | Natural Gas | Reciprocating Engine |  | Synchronous Generator |  |  |  | 36 | 77.9
3846 | 2845 |  |  | Bloom Energy | ES 5700 | 1 | 5000 | 5000 | [24 empty] | 1 | Natural Gas | Fuel Cell | Outdoor - Ground Level/Mounted
3847 | 2846 |  |  |  |  | 1 | 2545.24 | 2545.24 | [24 empty] | 1 | Solar | Solar PV | Outdoor - Ground Level/Mounted | Inverter | [5 empty] | 20 | 180
3848 | 2847 |  |  |  |  | 1 | 6503.355 | 6503.355 | [24 empty] | 1 | Solar | Solar PV | Outdoor - Ground Level/Mounted | Inverter | [5 empty] | 0 | 0
3849 | 2848 |  |  |  |  | 1 | 6189.48 | 6189.48 | [24 empty] | 1 | Solar | Solar PV | Outdoor - Ground Level/Mounted | Inverter | [5 empty] | 0 | 0
3850 | 2849 |  |  |  |  | 1 | 6765.12 | 6765.12 | [24 empty] | 1 | Solar | Solar PV | Outdoor - Ground Level/Mounted | Inverter | [5 empty] | 0 | 0
3851 | 2850 |  |  |  |  | 1 | 6569.64 | 6569.64 | [24 empty] | 1 | Solar | Solar PV | Outdoor - Ground Level/Mounted | Inverter | [5 empty] | 0 | 0
3852 | 2851 |  |  |  |  | 1 | 1829.52 | 1829.52 | [24 empty] | 1 | Solar | Solar PV | Outdoor - Ground Level/Mounted | Inverter | [5 empty] | 0 | 0
3853 | 2852 |  |  |  |  | 1 | 6469.335 | 6469.335 | [24 empty] | 1 | Solar | Solar PV | Outdoor - Ground Level/Mounted | Inverter | [5 empty] | 0 | 0
3854 | 2853 |  |  | Tecogen, Inc. | InVerde Ultera (INV-125e+) | 5 | 125 | 625 | 780 | 3900 | [22 empty] | 5 | Natural Gas | Reciprocating Engine |  | Inverter | TRUE |  |  | 28.4 | 80.9
3855 | 2854 |  |  |  |  | 1 | 7749 | 7749 | [24 empty] | 1 | Solar | Solar PV | Outdoor - Ground Level/Mounted | Inverter | [5 empty] | 20 | 180
3856 | 2855 |  |  |  |  | 1 | 7560.81 | 7560.81 | [24 empty] | 1 | Solar | Solar PV | Outdoor - Ground Level/Mounted | Inverter | [5 empty] | 20 | 180
3857 | 2856 |  |  |  |  | 1 | 6506.73 | 6506.73 | [24 empty] | 1 | Solar | Solar PV | Outdoor - Ground Level/Mounted | Inverter | [5 empty] | 0 | 0
3858 | 2857 |  |  |  |  | 1 | 4928.26 | 4928.26 | [24 empty] | 1 | Solar | Solar PV | Outdoor - Ground Level/Mounted | Inverter | [5 empty] | 0 | 0
3859 | 2858 |  |  |  |  | 1 | 4170.24 | 4170.24 | [24 empty] | 1 | Solar | Solar PV | Outdoor - Ground Level/Mounted | Inverter | [5 empty] | 0 | 180
3860 | 2859 |  |  | Aegis | Aegen PowerSync 75 | 3 | 75 | 225 | 523 | 1569 | [22 empty] | 3 | Natural Gas | Reciprocating Engine | Indoor - Basement | Synchronous Generator |  |  |  | 26.2 | 81.4
3861 | 2860 |  |  |  |  | 1 | 4124.12 | 4124.12 | [24 empty] | 1 | Solar | Solar PV | Outdoor - Ground Level/Mounted | Inverter | [5 empty] | 20 | 180
3862 | 2861 |  |  |  |  | 1 | 4182.23 | 4182.23 | [24 empty] | 1 | Solar | Solar PV | Outdoor - Ground Level/Mounted | Inverter | [5 empty] | 0 | 0
3863 | 2862 |  |  |  |  | 1 | 7499.94 | 7499.94 | [24 empty] | 1 | Solar | Solar PV | Outdoor - Ground Level/Mounted | Inverter | [5 empty] | 25 | 180
3864 | 2863 |  |  |  |  | 1 | 4949.84 | 4949.84 | [24 empty] | 1 | Solar | Solar PV | Outdoor - Ground Level/Mounted | Inverter | [5 empty] | 25 | 180
3865 | 2864 |  |  |  |  | 1 | 7215.43 | 7215.43 | [24 empty] | 1 | Solar | Solar PV | Outdoor - Ground Level/Mounted | Inverter | [5 empty] | 30 | 180
3866 | 2865 |  |  | Bloom Energy | ES 5700 | 1 | 5000 | 5000 | [24 empty] | 1 | Natural Gas | Fuel Cell | Outdoor - Ground Level/Mounted
3867 | 2866 |  |  |  |  | 1 | 6868.8 | 6868.8 | [24 empty] | 1 | Solar | Solar PV | Outdoor - Ground Level/Mounted | Inverter | [5 empty] | 20 | 180
3868 | 2867 |  |  |  |  | 1 | 7127.12 | 7127.12 | [24 empty] | 1 | Solar | Solar PV | Outdoor - Ground Level/Mounted | Inverter | [5 empty] | 0 | 180
3869 | 2868 |  |  |  |  | 1 | 1948.32 | 1948.32 | [24 empty] | 1 | Solar | Solar PV | Outdoor - Ground Level/Mounted | Inverter | [5 empty] | 0 | 0
3870 | 2869 |  |  |  |  | 1 | 6642 | 6642 | [24 empty] | 1 | Solar | Solar PV | Outdoor - Ground Level/Mounted | Inverter | [5 empty] | 0 | 0
3871 | 2870 |  |  |  |  | 1 | 2522.52 | 2522.52 | [24 empty] | 1 | Solar | Solar PV | Outdoor - Ground Level/Mounted | Inverter | [5 empty] | 25 | 180
3872 | 2871 |  |  |  |  | 1 | 6913 | 6913 | [24 empty] | 1 | Solar | Solar PV | Outdoor - Ground Level/Mounted | Inverter | [5 empty] | 25 | 175
3873 | 2872 |  |  |  |  | 1 | 2872.8 | 2872.8 | [24 empty] | 1 | Solar | Solar PV | Outdoor - Ground Level/Mounted | Inverter | [5 empty] | 55 | 180
3874 | 2873 |  |  |  |  | 1 | 7058.88 | 7058.88 | [24 empty] | 1 | Solar | Solar PV | Outdoor - Ground Level/Mounted | Inverter | [5 empty] | 55 | 180
3875 | 2874 |  |  |  |  | 1 | 5611.84 | 5611.84 | [24 empty] | 1 | Solar | Solar PV | Outdoor - Ground Level/Mounted | Inverter | [5 empty] | 20 | 180
3876 | 2875 |  |  |  |  | 1 | 6144.39 | 6144.39 | [24 empty] | 1 | Solar | Solar PV | Outdoor - Ground Level/Mounted | Inverter | [5 empty] | 0 | 0
3877 | 2876 |  |  |  |  | 1 | 7186.14 | 7186.14 | [24 empty] | 1 | Solar | Solar PV | Outdoor - Ground Level/Mounted | Inverter | [5 empty] | 25 | 180
3878 | 2877 |  |  |  |  | 1 | 7488 | 7488 | [24 empty] | 1 | Solar | Solar PV | Outdoor - Ground Level/Mounted | Inverter | [5 empty] | 25 | 180
3879 | 2878 |  |  |  |  | 1 | 2884.96 | 2884.96 | [24 empty] | 1 | Solar | Solar PV | Outdoor - Ground Level/Mounted | Inverter | [5 empty] | 25 | 180
3880 | 2879 |  |  |  |  | 1 | 7747.22 | 7747.22 | [25 empty] | Solar | Solar PV | Outdoor - Ground Level/Mounted | Inverter | [5 empty] | 20 | 180
3881 | 2880 |  |  |  |  | 1 | 4650.49 | 4650.49 | [25 empty] | Solar | Solar PV | Outdoor - Ground Level/Mounted | Inverter | [5 empty] | 20 | 180
3882 | 2881 |  |  |  |  | 1 | 7132.19 | 7132.19 | [25 empty] | Solar | Solar PV | Outdoor - Ground Level/Mounted | Inverter | [5 empty] | 20 | 180
3883 | 2882 |  |  |  |  | 1 | 6199.2 | 6199.2 | [25 empty] | Solar | Solar PV | Outdoor - Ground Level/Mounted | Inverter | [5 empty] | 20 | 180
3884 | 2883 |  |  |  |  | 1 | 7747.22 | 7747.22 | [25 empty] | Solar | Solar PV | Outdoor - Ground Level/Mounted | Inverter | [5 empty] | 20 | 180
3885 | 2884 |  |  |  |  | 1 | 7747.22 | 7747.22 | [25 empty] | Solar | Solar PV | Outdoor - Ground Level/Mounted | Inverter | [5 empty] | 20 | 180
3886 | 2885 |  |  | IntelliGen Power Sytems, LLC | IPS 265 Inverter | 2 | 265 | 530 | 1419 | 2838 | [22 empty] | 2 | Natural Gas | Reciprocating Engine | Indoor - Basement | Inverter |  |  |  | 30.7 | 81.8
3887 | 2886 |  |  |  |  | 1 | 630 | 630 | [24 empty] | 1 | Digester Gas | Reciprocating Engine | Indoor - Above Ground | Synchronous Generator | [7 empty] | Iron Sponge
3888 | 2887 |  |  | Tecogen, Inc. | InVerde Ultera (INV-100e+) | 2 | 100 | 200 | 613 | 1226 | [22 empty] | 2 | Natural Gas | Reciprocating Engine |  | Inverter |  |  |  | 28.6 | 80.8
3889 | 2888 |  |  |  |  | 1 |  |  |  |  | 698 | 698 | 2616 | 2616 | [16 empty] | Battery | Lithium Ion (LI-ION) |  |  |  | Outdoor - Ground Level/Mounted
3890 | 2889 |  |  | LG Chem |  | 1 |  |  |  |  | 250 | 250 | 570 | 570 | [16 empty] | Battery | Lithium Ion (LI-ION) |  |  |  | Outdoor - Ground Level/Mounted
3895 | 2894 |  |  |  |  | 1 | 2881.305 | 2881.305 | [24 empty] | 1 | Solar | Solar PV | Outdoor - Ground Level/Mounted | Inverter | [5 empty] | 25 | 180
3896 | 2895 |  |  |  |  | 1 | 2882.88 | 2882.88 | [24 empty] | 1 | Solar | Solar PV | Outdoor - Ground Level/Mounted | Inverter | [5 empty] | 25 | 180
3897 | 2896 |  |  |  |  | 1 | 2894.4 | 2894.4 | [24 empty] | 1 | Solar | Solar PV | Outdoor - Ground Level/Mounted | Inverter | [5 empty] | 25 | 180
3898 | 2897 |  |  |  |  | 1 | 2844.18 | 2844.18 | [24 empty] | 1 | Solar | Solar PV | Outdoor - Ground Level/Mounted | Inverter | [5 empty] | 25 | 180
3899 | 2898 |  |  |  |  | 1 | 5671.34 | 5671.34 | [24 empty] | 1 | Solar | Solar PV | Outdoor - Ground Level/Mounted | Inverter
3900 | 2899 |  |  |  |  | 1 | 7494.39 | 7494.39 | [24 empty] | 1 | Solar | Solar PV | Outdoor - Ground Level/Mounted | Inverter | [5 empty] | 20 | 180
3901 | 2901 |  |  |  |  | 1 | 7471.305 | 7471.305 | [24 empty] | 1 | Solar | Solar PV | Outdoor - Ground Level/Mounted | Inverter | [5 empty] | 20 | 180
3902 | 2902 |  |  |  |  | 1 | 3517.28 | 3517.28 | [24 empty] | 1 | Solar | Solar PV | Outdoor - Ground Level/Mounted | Inverter | [5 empty] | 0 | 180
3903 | 2903 |  |  |  |  | 1 | 4659.72 | 4659.72 | [24 empty] | 1 | Solar | Solar PV | Outdoor - Ground Level/Mounted | Inverter | [5 empty] | 0 | 0
3904 | 2904 |  |  |  |  | 1 | 5821.66 | 5821.66 | [24 empty] | 1 | Solar | Solar PV | Outdoor - Ground Level/Mounted | Inverter | [5 empty] | 0 | 0
3905 | 2905 |  |  |  |  | 1 | 7549.36 | 7549.36 | [24 empty] | 1 | Solar | Solar PV | Outdoor - Ground Level/Mounted | Inverter | [5 empty] | 0 | 0
3906 | 2906 |  |  |  |  | 1 | 4970.16 | 4970.16 | [24 empty] | 1 | Solar | Solar PV | Outdoor - Ground Level/Mounted | Inverter | [5 empty] | 60 | 180
3907 | 2907 |  |  |  |  | 1 | 6989.105 | 6989.105 | [24 empty] | 1 | Solar | Solar PV | Outdoor - Ground Level/Mounted | Inverter | [5 empty] | 25 | 180
3908 | 2908 |  |  |  |  | 1 | 6739.2 | 6739.2 | [24 empty] | 1 | Solar | Solar PV | Outdoor - Ground Level/Mounted | Inverter | [5 empty] | 0 | 0
3909 | 2909 |  |  |  |  | 1 | 3051.36 | 3051.36 | [24 empty] | 1 | Solar | Solar PV | Outdoor - Ground Level/Mounted | Inverter | [5 empty] | 0 | 0
3910 | 2910 |  |  |  |  | 1 |  |  |  |  | 2000 | 2000 | 4070 | 4070 | [16 empty] | Battery | Lithium Ion (LI-ION) |  |  |  | Outdoor - Ground Level/Mounted
3911 | 2911 |  |  |  |  | 1 | 3006.18 | 3006.18 | [25 empty] | Solar | Solar PV | Outdoor - Ground Level/Mounted | Inverter | [5 empty] | 20 | 180
3912 | 2912 |  |  |  |  | 1 |  |  |  |  | 4000 | 4000 | 16000 | 16000 | [16 empty] | Battery | Lithium Ion (LI-ION) |  |  |  | Outdoor - Ground Level/Mounted
3913 | 2913 |  |  |  |  | 1 | 6003.99 | 6003.99 | [25 empty] | Solar | Solar PV | Outdoor - Ground Level/Mounted | Inverter | [5 empty] | 25 | 180
3914 | 2914 |  |  |  |  | 1 | 1888.11 | 1888.11 | [24 empty] | 1 | Solar | Solar PV | Outdoor - Ground Level/Mounted | Inverter | [6 empty] | 180
3915 | 2915 |  |  |  |  | 1 | 6494.4 | 6494.4 | [24 empty] | 1 | Solar | Solar PV | Outdoor - Ground Level/Mounted | Inverter | [6 empty] | 180
3916 | 2916 |  |  |  |  | 1 | 6647.04 | 6647.04 | [24 empty] | 1 | Solar | Solar PV | Outdoor - Ground Level/Mounted | Inverter
3917 | 2917 |  |  |  |  | 1 | 2805.3 | 2805.3 | [24 empty] | 1 | Solar | Solar PV | Outdoor - Ground Level/Mounted | Inverter | [5 empty] | 60 | 180
3922 | 2922 |  |  |  |  | 1 | 6739.2 | 6739.2 | [24 empty] | 1 | Solar | Solar PV | Outdoor - Ground Level/Mounted | Inverter | [5 empty] | 60 | 180
3923 | 2923 |  |  |  |  | 1 | 6752.07 | 6752.07 | [24 empty] | 1 | Solar | Solar PV | Outdoor - Ground Level/Mounted | Inverter | [5 empty] | 0 | 0
3924 | 2924 |  |  |  |  | 1 |  |  |  |  | 741 | 741 | 2965 | 2965 | [16 empty] | Battery | Lithium Ion (LI-ION) |  |  |  | Outdoor - Ground Level/Mounted
3925 | 2925 |  |  |  |  | 1 |  |  |  |  | 4000 | 4000 | 12000 | 12000 | [16 empty] | Battery | Lithium Ion (LI-ION) |  |  |  | Outdoor - Ground Level/Mounted
3926 | 2926 |  |  |  |  | 1 |  |  |  |  | 5000 | 5000 | 15000 | 15000 | [16 empty] | Battery | Lithium Ion (LI-ION) |  |  |  | Outdoor - Ground Level/Mounted
3927 | 2927 |  |  |  |  | 1 |  |  |  |  | 3000 | 3000 | 9000 | 9000 | [16 empty] | Battery | Lithium Ion (LI-ION) |  |  |  | Outdoor - Ground Level/Mounted
3928 | 2928 |  |  |  |  | 1 |  |  |  |  | 5000 | 5000 | 15000 | 15000 | [16 empty] | Battery | Lithium Ion (LI-ION) |  |  |  | Outdoor - Ground Level/Mounted
3929 | 2929 |  |  |  |  | 1 |  |  |  |  | 5000 | 5000 | 15000 | 15000 | [16 empty] | Battery | Lithium Ion (LI-ION) |  |  |  | Outdoor - Ground Level/Mounted
3930 | 2930 |  |  |  |  | 1 |  |  |  |  | 5000 | 5000 | 15000 | 15000 | [16 empty] | Battery | Lithium Ion (LI-ION) |  |  |  | Outdoor - Ground Level/Mounted
3931 | 2931 |  |  |  |  | 1 | 2732.21 | 2732.21 | [24 empty] | 1 | Solar | Solar PV | Outdoor - Ground Level/Mounted | Inverter | [5 empty] | 0 | 180
3932 | 2932 |  |  |  |  | 1 | 5639.92 | 5639.92 | [24 empty] | 1 | Solar | Solar PV | Outdoor - Ground Level/Mounted | Inverter | [5 empty] | 30 | 180
3933 | 2933 |  |  |  |  | 1 | 4765.02 | 4765.02 | [24 empty] | 1 | Solar | Solar PV | Outdoor - Ground Level/Mounted | Inverter | [6 empty] | 180
3934 | 2934 |  |  |  |  | 1 | 7020 | 7020 | [24 empty] | 1 | Solar | Solar PV | Outdoor - Ground Level/Mounted | Inverter | [5 empty] | 30 | 180
3935 | 2935 |  |  |  |  | 1 | 2754 | 2754 | [24 empty] | 1 | Solar | Solar PV | Outdoor - Ground Level/Mounted | Inverter | [5 empty] | 25 | 180
3936 | 2936 |  |  |  |  | 1 | 2754 | 2754 | [24 empty] | 1 | Solar | Solar PV | Outdoor - Ground Level/Mounted | Inverter | [5 empty] | 25 | 180
3937 | 2937 |  |  |  |  | 1 | 2754 | 2754 | [24 empty] | 1 | Solar | Solar PV | Outdoor - Ground Level/Mounted | Inverter | [5 empty] | 25 | 180
3938 | 2938 |  |  |  |  | 1 | 6425.64 | 6425.64 | [24 empty] | 1 | Solar | Solar PV | Outdoor - Ground Level/Mounted | Inverter | [5 empty] | 0 | 0
3939 | 2939 |  |  | Tecogen, Inc. | InVerde Ultera (INV-100e+) | 2 | 100 | 200 | 613 | 1226 | [22 empty] | 2 | Natural Gas | Reciprocating Engine |  | Inverter |  |  |  | 28.6 | 80.8
3940 | 2940 |  |  | 2G Energy, Inc. | patruus265NG | 2 | 265 | 530 | 1412 | 2824 | [22 empty] | 1 | Natural Gas | Reciprocating Engine |  | Synchronous Generator |  |  |  | 31.4 | 81.4
3941 | 2941 |  |  | 2G Energy, Inc. | patruus265NG | 3 | 265 | 795 | 1412 | 4236 | [22 empty] | 1 | Natural Gas | Reciprocating Engine |  | Synchronous Generator |  |  |  | 31.4 | 81.4
3942 | 2942 |  |  | 2G Energy, Inc. | patruus265NG | 2 | 265 | 530 | 1412 | 2824 | [22 empty] | 1 | Natural Gas | Reciprocating Engine |  | Synchronous Generator |  |  |  | 31.4 | 81.4
3943 | 2943 |  |  | Capstone Turbine Corporation | C65 | 1 | 65 | 65 | 388 | 388 | [22 empty] | 1 | Natural Gas | Microturbine |  | Inverter |  |  |  | 25 | 71
3944 | 2944 |  |  |  |  | 1 | 35110 | 35110 | [24 empty] | 1 | Solar | Solar PV | Outdoor - Ground Level/Mounted | Inverter | [5 empty] | 30 | 180
3945 | 2945 |  |  |  |  | 1 | 2410.2 | 2410.2 | [24 empty] | 1 | Solar | Solar PV | Outdoor - Ground Level/Mounted | Inverter | [5 empty] | 30 | 180
3946 | 2946 |  |  |  |  | 1 | 1989 | 1989 | [24 empty] | 1 | Solar | Solar PV | Outdoor - Ground Level/Mounted | Inverter | [5 empty] | 30 | 180
3947 | 2947 |  |  |  |  | 1 | 7389.46 | 7389.46 | [24 empty] | 1 | Solar | Solar PV | Outdoor - Ground Level/Mounted | Inverter | [5 empty] | 25 | 180
3948 | 2948 |  |  |  |  | 1 | 6762.08 | 6762.08 | [24 empty] | 1 | Solar | Solar PV | Outdoor - Ground Level/Mounted | Inverter | [5 empty] | 20 | 180
3949 | 2949 |  |  |  |  | 1 | 6713.59 | 6713.59 | [24 empty] | 1 | Solar | Solar PV | Outdoor - Ground Level/Mounted | Inverter | [5 empty] | 20 | 180
3950 | 2950 |  |  |  |  | 1 | 7326.02 | 7326.02 | [24 empty] | 1 | Solar | Solar PV | Outdoor - Ground Level/Mounted | Inverter | [5 empty] | 25 | 180
3951 | 2951 |  |  | Tesla Megapack |  | 1 |  |  |  |  | 2000 | 2000 | 8000 | 8000 | [16 empty] | Battery | Lithium Ion (LI-ION)
3952 | 2952 |  |  |  |  | 1 | 1976 | 1976 | [24 empty] | 1 | Solar | Solar PV | Outdoor - Ground Level/Mounted | Inverter | [5 empty] | 30 | 180
3953 | 2953 |  |  |  |  | 1 | 4282.79 | 4282.79 | [24 empty] | 1 | Solar | Solar PV | Outdoor - Ground Level/Mounted | Inverter | [5 empty] | 20 | 180
3954 | 2954 |  |  |  |  | 1 | 6812.91 | 6812.91 | [24 empty] | 1 | Solar | Solar PV | Outdoor - Ground Level/Mounted | Inverter | [5 empty] | 0 | 180
3955 | 2955 |  |  |  |  | 1 | 6378.75 | 6378.75 | [24 empty] | 1 | Solar | Solar PV | Outdoor - Ground Level/Mounted | Inverter
3957 | 2957 |  |  |  |  | 1 | 1870.625 | 1870.625 | [24 empty] | 1 | Solar | Solar PV | Outdoor - Ground Level/Mounted | Inverter | [5 empty] | 10 | 218
3958 | 2958 |  |  |  |  | 1 | 6541.6 | 6541.6 | [24 empty] | 1 | Solar | Solar PV | Outdoor - Ground Level/Mounted | Inverter | [5 empty] | 25 | 180
3959 | 2959 |  |  |  |  | 1 | 2537.6 | 2537.6 | [24 empty] | 1 | Solar | Solar PV | Outdoor - Ground Level/Mounted | Inverter | [5 empty] | 52 | 180
3960 | 2960 |  |  |  |  | 1 | 1757.6 | 1757.6 | [24 empty] | 1 | Solar | Solar PV | Outdoor - Ground Level/Mounted | Inverter | [5 empty] | 25 | 180
3961 | 2961 |  |  |  |  | 1 | 7496.32 | 7496.32 | [24 empty] | 1 | Solar | Solar PV | Outdoor - Ground Level/Mounted | Inverter | [5 empty] | 25 | 180
3962 | 2962 |  |  |  |  | 1 | 7496.32 | 7496.32 | [24 empty] | 1 | Solar | Solar PV | Outdoor - Ground Level/Mounted | Inverter | [5 empty] | 25 | 180
3963 | 2963 |  |  |  |  | 1 | 7447.44 | 7447.44 | [24 empty] | 1 | Solar | Solar PV | Outdoor - Ground Level/Mounted | Inverter | [5 empty] | 0 | 180
3964 | 2964 |  |  |  |  | 1 | 6743.49 | 6743.49 | [24 empty] | 1 | Solar | Solar PV | Outdoor - Ground Level/Mounted | Inverter | [5 empty] | 0 | 180
3965 | 2965 |  |  |  |  | 1 | 6646.2 | 6646.2 | [24 empty] | 1 | Solar | Solar PV | Outdoor - Ground Level/Mounted | Inverter | [5 empty] | 0 | 180
3966 | 2966 |  |  |  |  | 1 | 7622.68 | 7622.68 | [24 empty] | 1 | Solar | Solar PV | Outdoor - Ground Level/Mounted | Inverter | [5 empty] | 0 | 180
3967 | 2967 |  |  |  |  | 1 | 2807.27 | 2807.27 | [24 empty] | 1 | Solar | Solar PV | Outdoor - Ground Level/Mounted | Inverter | [5 empty] | 25 | 180
3968 | 2968 |  |  |  |  | 1 | 1419.715 | 1419.715 | [24 empty] | 1 | Solar | Solar PV | Outdoor - Ground Level/Mounted | Inverter | [5 empty] | 25 | 180
3969 | 2969 |  |  |  |  | 1 | 6176.04 | 6176.04 | [24 empty] | 1 | Solar | Solar PV | Outdoor - Ground Level/Mounted | Inverter | [5 empty] | 0 | 180
3970 | 2970 |  |  |  |  | 1 | 4136.6 | 4136.6 | [24 empty] | 1 | Solar | Solar PV | Outdoor - Ground Level/Mounted | Inverter | [5 empty] | 55 | 55
3971 | 2971 |  |  |  |  | 1 | 2535.525 | 2535.525 | [24 empty] | 1 | Solar | Solar PV | Outdoor - Ground Level/Mounted | Inverter | [5 empty] | 55 | 55
3972 | 2972 |  |  |  |  | 1 | 3259.75 | 3259.75 | [24 empty] | 1 | Solar | Solar PV | Outdoor - Ground Level/Mounted | Inverter | [5 empty] | 55 | 55
3973 | 2973 |  |  |  |  | 1 | 7102.89 | 7102.89 | [24 empty] | 1 | Solar | Solar PV | Outdoor - Ground Level/Mounted | Inverter | [5 empty] | 0 | 180
3974 | 2974 |  |  |  |  | 1 | 6676.8 | 6676.8 | [24 empty] | 1 | Solar | Solar PV | Outdoor - Ground Level/Mounted | Inverter | [5 empty] | 0 | 180
3975 | 2975 |  |  |  |  | 1 | 7496.28 | 7496.28 | [24 empty] | 1 | Solar | Solar PV | Outdoor - Ground Level/Mounted | Inverter | [5 empty] | 0 | 180
3976 | 2976 |  |  | Aegis Energy Services, Inc. | Yanmar CP35D1 | 4 | 35 | 140 | 204.12 | 816.48 | [22 empty] | 1 | Natural Gas | Reciprocating Engine |  | Inverter |  |  |  | 25.2 | 78.6
3977 | 2979 |  |  |  |  | 1 | 1163.76 | 1163.76 | [24 empty] | 1 | Solar | Solar PV | Outdoor - Ground Level/Mounted | Inverter | [6 empty] | 180
3978 | 2980 |  |  |  |  | 1 | 7506.75 | 7506.75 | [24 empty] | 1 | Solar | Solar PV | Outdoor - Ground Level/Mounted | Inverter | [5 empty] | 25 | 180
3979 | 2981 |  |  |  |  | 1 | 6347.75 | 6347.75 | [24 empty] | 1 | Solar | Solar PV | Outdoor - Ground Level/Mounted | Inverter | [5 empty] | 25 | 180
3980 | 2982 |  |  |  |  | 1 | 6676.8 | 6676.8 | [24 empty] | 1 | Solar | Solar PV | Outdoor - Ground Level/Mounted | Inverter | [5 empty] | 0 | 180
3981 | 2983 |  |  |  |  | 1 | 4561.05 | 4561.05 | [24 empty] | 1 | Solar | Solar PV | Outdoor - Ground Level/Mounted | Inverter | [5 empty] | 0 | 180
3982 | 2984 |  |  |  |  | 1 | 6899.36 | 6899.36 | [24 empty] | 1 | Solar | Solar PV | Outdoor - Ground Level/Mounted | Inverter | [5 empty] | 0 | 180
3983 | 2985 |  |  | Tecogen Inc. | InVerde Ultera (INV-125e+) | 2 | 125 | 250 | 780 | 1560 | [22 empty] | 1 | Natural Gas | Reciprocating Engine |  | Inverter |  |  |  | 28.4 | 80.9
3984 | 2986 |  |  |  |  | 1 | 8310.96 | 8310.96 | [24 empty] | 1 | Solar | Solar PV | Outdoor - Ground Level/Mounted | Inverter | [5 empty] | 0 | 180
3985 | 2987 |  |  |  |  | 1 | 7265.7 | 7265.7 | [24 empty] | 1 | Solar | Solar PV | Outdoor - Ground Level/Mounted | Inverter | [5 empty] | 0 | 180
3986 | 2988 |  |  |  | IHI | 1 |  |  |  |  | 2500 | 2500 | 10000 | 10000 | [16 empty] | Battery | Lithium Ion (LI-ION) |  |  |  | Outdoor - Ground Level/Mounted
3987 | 2989 |  |  |  |  | 1 | 5246.775 | 5246.775 | [24 empty] | 1 | Solar | Solar PV | Outdoor - Ground Level/Mounted | Inverter | [5 empty] | 0 | 176
3988 | 2990 |  |  |  |  | 1 | 7488 | 7488 | [24 empty] | 1 | Solar | Solar PV | Outdoor - Ground Level/Mounted | Inverter | [5 empty] | 25 | 180
3989 | 2991 |  |  |  |  | 1 | 6166.16 | 6166.16 | [24 empty] | 1 | Solar | Solar PV | Outdoor - Ground Level/Mounted | Inverter | [5 empty] | 60 | 180
3990 | 2992 |  |  |  |  | 1 | 6752.07 | 6752.07 | [24 empty] | 1 | Solar | Solar PV | Outdoor - Ground Level/Mounted | Inverter | [5 empty] | 25 | 180
3991 | 2993 |  |  |  |  | 1 | 6451.2 | 6451.2 | [24 empty] | 1 | Solar | Solar PV | Outdoor - Ground Level/Mounted | Inverter | [5 empty] | 25 | 180
3992 | 2994 |  |  |  |  | 1 | 6451.2 | 6451.2 | [24 empty] | 1 | Solar | Solar PV | Outdoor - Ground Level/Mounted | Inverter | [5 empty] | 25 | 180
3993 | 2995 |  |  |  |  | 1 | 3060.72 | 3060.72 | [24 empty] | 1 | Solar | Solar PV | Outdoor - Ground Level/Mounted | Inverter | [5 empty] | 30 | 180
3994 | 2996 |  |  |  |  | 1 | 4517.37 | 4517.37 | [24 empty] | 1 | Solar | Solar PV | Outdoor - Ground Level/Mounted | Inverter | [5 empty] | 0 | 180
3995 | 2997 |  |  |  |  | 1 | 6456.45 | 6456.45 | [24 empty] | 1 | Solar | Solar PV | Outdoor - Ground Level/Mounted | Inverter | [5 empty] | 0 | 180
3996 | 2998 |  |  |  |  | 1 | 6791.85 | 6791.85 | [24 empty] | 1 | Solar | Solar PV | Outdoor - Ground Level/Mounted | Inverter | [5 empty] | 0 | 180
3997 | 2999 |  |  | Bloom Energy | ES5-NASY4N-0 | 1 | 1500 | 1500 | [24 empty] | 1 | Natural Gas | Fuel Cell
3998 | 3000 |  |  |  |  | 1 | 3013.54 | 3013.54 | [24 empty] | 1 | Solar | Solar PV | Outdoor - Ground Level/Mounted | Inverter | [5 empty] | 0 | 180
3999 | 3001 |  |  |  |  | 1 | 6468.15 | 6468.15 | [24 empty] | 1 | Solar | Solar PV | Outdoor - Ground Level/Mounted | Inverter | [5 empty] | 0 | 180
4000 | 3002 |  |  |  |  | 1 | 7006.25 | 7006.25 | [24 empty] | 1 | Solar | Solar PV | Outdoor - Ground Level/Mounted | Inverter | [6 empty] | 180
4001 | 3003 |  |  |  |  | 1 | 4254.12 | 4254.12 | [24 empty] | 1 | Solar | Solar PV | Outdoor - Ground Level/Mounted | Inverter | [5 empty] | 20 | 180
4002 | 3004 |  |  | Tecogen, Inc. | InVerde Ultera (INV-100e+) | 1 | 100 | 100 | 613 | 613 | [22 empty] | 2 | Natural Gas | Reciprocating Engine | Indoor | Inverter |  |  |  | 28.6 | 80.8
4003 | 3005 |  |  |  |  | 1 | 6890 | 6890 | [24 empty] | 1 | Solar | Solar PV | Outdoor - Ground Level/Mounted | Inverter | [5 empty] | 0 | 180
4004 | 3006 |  |  |  |  | 1 | 6890 | 6890 | [24 empty] | 1 | Solar | Solar PV | Outdoor - Ground Level/Mounted | Inverter | [5 empty] | 0 | 180
4005 | 3007 |  |  |  |  | 1 | 7442.28 | 7442.28 | [24 empty] | 1 | Solar | Solar PV | Outdoor - Ground Level/Mounted | Inverter | [5 empty] | 0 | 180
4006 | 3008 |  |  |  |  | 1 | 7449.3 | 7449.3 | [24 empty] | 1 | Solar | Solar PV | Outdoor - Ground Level/Mounted | Inverter | [5 empty] | 0 | 180
4007 | 3009 |  |  |  |  | 1 | 7220.07 | 7220.07 | [24 empty] | 1 | Solar | Solar PV | Outdoor - Ground Level/Mounted | Inverter | [5 empty] | 10 | 143
4008 | 2977 |  |  | Tecogen, Inc. | InVerde e+ 125 | 1 | 125 | 125 | 780 | 780 | [22 empty] | 1 | Natural Gas | Reciprocating Engine | Indoor | Inverter
4009 | 2978 |  |  | Tecogen, Inc. | InVerde e+ 75 | 1 | 75 | 75 | 466 | 466 | [22 empty] | 1 | Natural Gas | Reciprocating Engine | Indoor | Inverter
4010 | 3010 |  |  |  |  | 1 | 4770.22 | 4770.22 | [24 empty] | 1 | Solar | Solar PV | Outdoor - Ground Level/Mounted | Inverter | [6 empty] | 180
4011 | 3011 |  |  |  |  | 1 | 4506.62 | 4506.62 | [24 empty] | 1 | Solar | Solar PV | Outdoor - Ground Level/Mounted | Inverter | [5 empty] | 25 | 180
4013 | 3013 |  |  |  |  | 1 | 3032.64 | 3032.64 | [24 empty] | 1 | Solar | Solar PV | Outdoor - Ground Level/Mounted | Inverter | [5 empty] | 0 | 180
4014 | 3014 |  |  |  |  | 1 | 5016 | 5016 | [24 empty] | 1 | Solar | Solar PV | Outdoor - Ground Level/Mounted | Inverter | [5 empty] | 52 | 180
4015 | 3015 |  |  |  |  | 1 | 6699.03 | 6699.03 | [24 empty] | 1 | Solar | Solar PV | Outdoor - Ground Level/Mounted | Inverter | [6 empty] | 180
4016 | 3016 |  |  |  |  | 1 | 6703.32 | 6703.32 | [24 empty] | 1 | Solar | Solar PV | Outdoor - Ground Level/Mounted | Inverter | [6 empty] | 180
4017 | 3017 |  |  |  |  | 1 | 4532.1 | 4532.1 | [24 empty] | 1 | Solar | Solar PV | Outdoor - Ground Level/Mounted | Inverter | [6 empty] | 180
4018 | 3018 |  |  |  |  | 1 |  |  |  |  | 4500 | 4500 | 9000 | 9000 | [16 empty] | Battery | Lithium Ion (LI-ION) |  |  |  | Outdoor - Ground Level/Mounted
4019 | 3019 |  |  |  |  | 1 | 6252.4 | 6252.4 | [24 empty] | 1 | Solar | Solar PV | Outdoor - Ground Level/Mounted | Inverter
4020 | 3020 |  |  |  |  | 1 | 1555.26 | 1555.26 | [24 empty] | 1 | Solar | Solar PV | Outdoor - Ground Level/Mounted | Inverter | [5 empty] | 30 | 180
4021 | 3021 |  |  |  |  | 1 | 3812.38 | 3812.38 | [24 empty] | 1 | Solar | Solar PV | Outdoor - Ground Level/Mounted | Inverter | [5 empty] | 20 | 180
4022 | 3022 |  |  |  |  | 1 | 5313.6 | 5313.6 | [24 empty] | 1 | Solar | Solar PV | Outdoor - Ground Level/Mounted | Inverter | [5 empty] | 25 | 180
4023 | 3023 |  |  |  |  | 1 | 6739.2 | 6739.2 | [24 empty] | 1 | Solar | Solar PV | Outdoor - Ground Level/Mounted | Inverter
4024 | 3024 |  |  |  |  | 1 | 7572.96 | 7572.96 | [24 empty] | 1 | Solar | Solar PV | Outdoor - Ground Level/Mounted | Inverter
4025 | 3025 |  |  |  |  | 1 | 6739.2 | 6739.2 | [24 empty] | 1 | Solar | Solar PV | Outdoor - Ground Level/Mounted | Inverter | [5 empty] | 25 | 180
4026 | 3026 |  |  |  |  | 1 | 6752.2 | 6752.2 | [24 empty] | 1 | Solar | Solar PV | Outdoor - Ground Level/Mounted | Inverter | [5 empty] | 25 | 180
4027 | 3027 |  |  |  |  | 1 | 6640.92 | 6640.92 | [24 empty] | 1 | Solar | Solar PV | Outdoor - Ground Level/Mounted | Inverter
4028 | 3028 |  |  |  |  | 1 | 6065.28 | 6065.28 | [24 empty] | 1 | Solar | Solar PV | Outdoor - Ground Level/Mounted | Inverter
4029 | 3029 |  |  |  |  | 1 | 4871.23 | 4871.23 | [24 empty] | 1 | Solar | Solar PV | Outdoor - Ground Level/Mounted | Inverter | [6 empty] | 150
4030 | 3030 |  |  |  |  | 1 | 7211.4 | 7211.4 | [24 empty] | 1 | Solar | Solar PV | Outdoor - Ground Level/Mounted | Inverter | [5 empty] | 25 | 180
4031 | 3031 |  |  |  |  | 1 | 4222.8 | 4222.8 | [24 empty] | 1 | Solar | Solar PV | Outdoor - Ground Level/Mounted | Inverter | [5 empty] | 25 | 180
4032 | 3032 |  |  |  |  | 1 | 4717.44 | 4717.44 | [24 empty] | 1 | Solar | Solar PV | Outdoor - Ground Level/Mounted | Inverter
4033 | 3033 |  |  |  |  | 1 | 6550.31 | 6550.31 | [24 empty] | 1 | Solar | Solar PV | Outdoor - Ground Level/Mounted | Inverter | [6 empty] | 180
4034 | 3034 |  |  |  |  | 1 | 7190.04 | 7190.04 | [24 empty] | 1 | Solar | Solar PV | Outdoor - Ground Level/Mounted | Inverter | [6 empty] | 180
4035 | 3035 |  |  |  |  | 1 | 3264.52 | 3264.52 | [24 empty] | 1 | Solar | Solar PV | Outdoor - Ground Level/Mounted | Inverter | [6 empty] | 180
4037 | 3037 |  |  |  |  | 1 | 3005.73 | 3005.73 | [24 empty] | 1 | Solar | Solar PV | Outdoor - Ground Level/Mounted | Inverter | [5 empty] | 25 | 180
4038 | 3038 |  |  |  |  | 1 | 6688.44 | 6688.44 | [24 empty] | 1 | Solar | Solar PV | Outdoor - Ground Level/Mounted | Inverter | [5 empty] | 25 | 180
4041 | 3041 |  |  |  |  | 1 | 6903 | 6903 | [24 empty] | 1 | Solar | Solar PV | Outdoor - Ground Level/Mounted | Inverter | [6 empty] | 180
4042 | 3042 |  |  |  |  | 1 | 3582.6 | 3582.6 | [24 empty] | 1 | Solar | Solar PV | Outdoor - Ground Level/Mounted | Inverter | [6 empty] | 180
4043 | 3043 |  |  |  |  | 1 | 3569.67 | 3569.67 | [24 empty] | 1 | Solar | Solar PV | Outdoor - Ground Level/Mounted | Inverter | [5 empty] | 20 | 180
4044 | 3044 |  |  |  |  | 1 | 3980.34 | 3980.34 | [24 empty] | 1 | Solar | Solar PV | Outdoor - Ground Level/Mounted | Inverter | [6 empty] | 180
4045 | 3045 |  |  |  |  | 1 | 6765.21 | 6765.21 | [24 empty] | 1 | Solar | Solar PV | Outdoor - Ground Level/Mounted | Inverter | [5 empty] | 20 | 180
4046 | 3046 |  |  |  |  | 1 | 3870.16 | 3870.16 | [24 empty] | 1 | Solar | Solar PV | Outdoor - Ground Level/Mounted | Inverter | [5 empty] | 25 | 203
4047 | 3047 |  |  |  |  | 1 | 6026.02 | 6026.02 | [24 empty] | 1 | Solar | Solar PV | Outdoor - Ground Level/Mounted | Inverter | [5 empty] | 25 | 203
4048 | 3048 |  |  |  |  | 1 | 1297.12 | 1297.12 | [24 empty] | 1 | Solar | Solar PV | Outdoor - Ground Level/Mounted | Inverter | [5 empty] | 25 | 180
4049 | 3049 |  |  |  |  | 1 | 6935.76 | 6935.76 | [24 empty] | 1 | Solar | Solar PV | Outdoor - Ground Level/Mounted | Inverter | [5 empty] | 30 | 180
4050 | 3050 |  |  |  |  | 1 | 7022.31 | 7022.31 | [24 empty] | 1 | Solar | Solar PV | Outdoor - Ground Level/Mounted | Inverter | [6 empty] | 180
4051 | 3051 |  |  |  |  | 1 | 7452 | 7452 | [24 empty] | 1 | Solar | Solar PV | Outdoor - Ground Level/Mounted | Inverter | [5 empty] | 25 | 180
4052 | 3052 |  |  |  |  | 1 | 4597.2 | 4597.2 | [24 empty] | 1 | Solar | Solar PV | Outdoor - Ground Level/Mounted | Inverter | [5 empty] | 25 | 180
4053 | 3053 |  |  |  |  | 1 | 7304.4 | 7304.4 | [24 empty] | 1 | Solar | Solar PV | Outdoor - Ground Level/Mounted | Inverter | [6 empty] | 180
4054 | 3054 |  |  |  |  | 1 | 4562.48 | 4562.48 | [24 empty] | 1 | Solar | Solar PV | Outdoor - Ground Level/Mounted | Inverter
4055 | 3055 |  |  |  |  | 1 | 6388.2 | 6388.2 | [24 empty] | 1 | Solar | Solar PV | Outdoor - Ground Level/Mounted | Inverter | [6 empty] | 180
4056 | 3056 |  |  |  |  | 1 | 7024.285 | 7024.285 | [24 empty] | 1 | Solar | Solar PV | Outdoor - Ground Level/Mounted | Inverter | [6 empty] | 180
4057 | 3057 |  |  |  |  | 1 | 5195.52 | 5195.52 | [24 empty] | 1 | Solar | Solar PV | Outdoor - Ground Level/Mounted | Inverter | [5 empty] | 20 | 180
4058 | 3058 |  |  |  |  | 1 | 5850.6 | 5850.6 | [24 empty] | 1 | Solar | Solar PV | Outdoor - Ground Level/Mounted | Inverter | [6 empty] | 180
4059 | 3059 |  |  |  |  | 1 | 6991.92 | 6991.92 | [24 empty] | 1 | Solar | Solar PV | Outdoor - Ground Level/Mounted | Inverter | [5 empty] | 0 | 0
4060 | 3060 |  |  |  |  | 1 | 6424.08 | 6424.08 | [24 empty] | 1 | Solar | Solar PV | Outdoor - Ground Level/Mounted | Inverter | [5 empty] | 180 | 60
4061 | 3061 |  |  |  |  | 1 | 6398.6 | 6398.6 | [24 empty] | 1 | Solar | Solar PV | Outdoor - Ground Level/Mounted | Inverter | [6 empty] | 180
4062 | 3062 |  |  |  |  | 1 | 4381.65 | 4381.65 | [24 empty] | 1 | Solar | Solar PV | Outdoor - Ground Level/Mounted | Inverter | [6 empty] | 180
4063 | 3063 |  |  |  |  | 1 | 2593.11 | 2593.11 | [24 empty] | 1 | Solar | Solar PV | Outdoor - Ground Level/Mounted | Inverter
4064 | 3064 |  |  |  |  | 1 | 6532.37 | 6532.37 | [24 empty] | 1 | Solar | Solar PV | Outdoor - Ground Level/Mounted | Inverter
4065 | 3065 |  |  | Aegenco | PowerVerter 100 | 4 | 100 | 400 | 643.2 | 2572.8 | [22 empty] | 4 | Natural Gas | Reciprocating Engine | Indoor - Basement | Inverter | TRUE |  |  | 25.2 | 76.9
4066 | 3066 |  |  |  |  | 1 | 5665.44 | 5665.44 | [24 empty] | 1 | Solar | Solar PV | Outdoor - Ground Level/Mounted | Inverter | [5 empty] | 20 | 179
4067 | 3067 |  |  |  |  | 1 | 4590.3 | 4590.3 | [24 empty] | 1 | Solar | Solar PV | Outdoor - Ground Level/Mounted | Inverter | [6 empty] | 180
4068 | 3068 |  |  |  |  | 1 | 6495.97 | 6495.97 | [24 empty] | 1 | Solar | Solar PV | Outdoor - Ground Level/Mounted | Inverter | [6 empty] | 180
4069 | 3069 |  |  |  |  | 1 | 6739.2 | 6739.2 | [24 empty] | 1 | Solar | Solar PV | Outdoor - Ground Level/Mounted | Inverter | [6 empty] | 180
4070 | 3070 |  |  |  |  | 1 | 6739.2 | 6739.2 | [24 empty] | 1 | Solar | Solar PV | Outdoor - Ground Level/Mounted | Inverter | [6 empty] | 180
4071 | 3071 |  |  |  |  | 1 | 4364.785 | 4364.785 | [24 empty] | 1 | Solar | Solar PV | Outdoor - Ground Level/Mounted | Inverter | [6 empty] | 90
4072 | 3072 |  |  |  |  | 1 | 6734.71 | 6734.71 | [24 empty] | 1 | Solar | Solar PV | Outdoor - Ground Level/Mounted | Inverter | [6 empty] | 90
4073 | 3073 |  |  |  |  | 1 | 3880.89 | 3880.89 | [24 empty] | 1 | Solar | Solar PV | Outdoor - Ground Level/Mounted | Inverter | [6 empty] | 180
4074 | 3074 |  |  |  |  | 1 | 5728.32 | 5728.32 | [24 empty] | 1 | Solar | Solar PV | Outdoor - Ground Level/Mounted | Induction Generator | [5 empty] | 30 | 180
4075 | 3075 |  |  |  |  | 1 | 7592.78 | 7592.78 | [24 empty] | 1 | Solar | Solar PV | Outdoor - Ground Level/Mounted | Inverter | [5 empty] | 25 | 210
4076 | 3076 |  |  |  |  | 1 | 5700.24 | 5700.24 | [24 empty] | 1 | Solar | Solar PV | Outdoor - Ground Level/Mounted | Inverter | [6 empty] | 180
4077 | 3077 |  |  |  |  | 1 | 6676.8 | 6676.8 | [24 empty] | 1 | Solar | Solar PV | Outdoor - Ground Level/Mounted | Inverter | [6 empty] | 180
4078 | 3078 |  |  |  |  | 1 | 6486.48 | 6486.48 | [24 empty] | 1 | Solar | Solar PV | Outdoor - Ground Level/Mounted | Inverter
4079 | 3079 |  |  |  |  | 1 | 4885.92 | 4885.92 | [24 empty] | 1 | Solar | Solar PV | Outdoor - Ground Level/Mounted | Inverter | [5 empty] | 30 | 180

## Ancillary Equipment
Project IDs | Facility/System Name | Chiller ID | H2S Scrubber ID | HRSG ID | Unit Name
12 | Patterson Farms |  | 1
17 | Emerling Farm |  | 2
18 | Sunny Knoll Farm |  | 3
32 | Sheland Farms |  | 4
45 | Aurora Ridge Dairy |  | 5
47 | Lamb Farms |  | 6 |  | H2S Reduction Technology
56 | Swiss Valley Farms |  | 7
57 | Boxler Dairy Farm |  | 8
78 | Burrstone Energy Center |  |  | 3
93 | Walker Dairy |  | 9
120 | Albany Medical Center |  |  | 2
187 | Lawnhurst Farms |  | 10
205 | Spruce Haven |  | 11
221 | St Joseph's Hospital |  |  | 1
280 | Noblehurst Farms |  | 12
390 | Union College |  |  | 4
405 | New Hope View Farm |  | 13
420 | Gloversville Johnstown WWTP |  | 14
510 | Patterson Farms |  | 15
514 | Gloversville Johnstown WWTP |  | 16
516 | Matlink Farm |  | 17
531 | Adirondack Farms |  | 18
634 | Lamb-Lakeshore Dairy: Lamb-Lakeshore Dairy |  | 21
679 | NYU Langone Medical Center: NYU Langone Medical Center |  |  | 5
909 | Cayuga, LLC |  | 20
1139 | Oneida County Sewer District WPCP |  | 22 |  | Gas Conditioning System - Iron Sponge
1380 | City of Cortland WWTP |  | 23 |  | Gas Conditioning System
1401 | The Hebrew Home |  |  | 6
2380 | Rockland County Sewer District |  | 24 |  | Gas Conditioning System